## Summary
Count of Unique Landfills in this File | Count of Unique Projects in this File
439 | 431
Current Project Status field options:
Operational: Project or expansion is online
Construction: Construction is underway on project or expansion
Planned: Planning is underway on project or expansion (between Candidate and Construction)
Shutdown: Project or expansion has ceased operations
Candidate: Landfill is accepting waste or has been closed for five years or less, has at least one million tons of waste, and does not have an operational, under-construction, or planned project; can also be designated based on actual interest by the site.
Potential: Landfill does not meet the candidate definition, whether because of complete or incomplete data. However, the landfill could have LFG energy project potential based on site-specific needs or if data were complete.
Other: Landfill that previously had status of Potential with waste in place less than 500,000 tons and closed >15 years.
This information is from the LMOP Landfill/Project database. Information in the database is compiled from a variety of sources by voluntary submittal, is updated periodically, and can change. LMOP can not guarantee the validity of the data.

## LMOP Database
GHGRP ID | Landfill ID | Landfill Name | State | City | County | Ownership Type | Landfill Owner Organization(s) | Waste in Place (tons) | Waste in Place Year | LFG Collection System In Place? | LFG Collected (mmscfd) | LFG Flared (mmscfd) | Project ID | Current Project Status | Project Name | Project Start Date | LFG Energy Project Type | Project Type Category | LFG Use Details | MW Capacity | LFG Flow to Project (mmscfd) | End User(s) | Project Developer(s) | Current Year Emission Reductions (MMTCO2e/yr) - Direct | Current Year Emission Reductions (MMTCO2e/yr) - Avoided
1007341 | 1994 | Anchorage Regional Landfill | AK | Eagle River | Anchorage | Public | Municipality of Anchorage, AK | 8000000 | 2011 | Yes | 2.95 | 0.36 | 167079-0 | Operational | Project #1 | 2012-07-31 | Reciprocating Engine | Electricity | LFG piped 1.2 miles to fuel (4) GE JenbacherJGS 420 engines (1.4 MW each) at JBER | 5.6 | 2.59 | Joint Base Elmendorf Richardson (JBER) | Doyon Utilities | 0.253 | 0.0223
1007341 | 1994 | Anchorage Regional Landfill | AK | Eagle River | Anchorage | Public | Municipality of Anchorage, AK | 8000000 | 2011 | Yes | 2.95 | 0.36 | 167079-1 | Operational | Project #1, Expansion #1 | 2014-01-01 | Reciprocating Engine | Electricity | (1) engine | 1.4 |  | Joint Base Elmendorf Richardson (JBER) |  | 0.0633 | 0.0056
1006304 | 2410 | Sand Valley Landfill | AL | Collinsville | DeKalb | Private | Republic Services, Inc. |  |  | Yes | 2.12 |  | 180771-0 | Operational | Project #1 | 2013-10-01 | Reciprocating Engine | Electricity | (3) CAT G3520C engines | 4.8 |  | Tennessee Valley Authority (TVA) | Energy Developments, Inc | 0.2169 | 0.0191
1004860 | 11821 | Scottsboro Landfill | AL | Hollywood | Jackson | Public | City of Scottsboro, AL | 475000 | 2009 | Yes | 0.179 |  | 181050-0 | Operational | Project #1 | 2011-12-01 | Reciprocating Engine | Electricity | 500-kW generator | 0.45 |  | Tennessee Valley Authority (TVA) | City of Scottsboro, AL | 0.0203 | 0.0018
1003406 | 2282 | Tontitown Landfill | AR | Springdale | Washington | Private | Waste Management, Inc. | 3500000 | 2003 | Yes | 1.74 |  | 180372-0 | Operational | Project #1 | 2010-11-01 | Reciprocating Engine | Electricity | (5) 800-kW Caterpillar 3516s | 4 |  | Ozarks Electric Cooperative | WM Renewable Energy, LLC | 0.1807 | 0.0159
1007896 | 2043 | Two Pine Landfill - Phase 1 | AR | North Little Rock | Pulaski | Private | Waste Management, Inc. | 8910336 | 2009 | Yes | 2.82 | 0.37 | 167128-0 | Operational | Project #1 | 2006-10-01 | Reciprocating Engine | Electricity | (6) 1,425 horsepower Caterpillar 3516 engines at 800 kW each | 4.8 | 2.45 | North Little Rock Electric Department | WM Renewable Energy, LLC | 0.2169 | 0.0191
1003683 | 1787 | City of Glendale Municipal Landfill | AZ | Glendale | Maricopa | Public | City of Glendale, AZ | 5000000 | 2001 | Yes | 1.42 |  | 101840-0 | Operational | Project #1 | 2010-01-30 | Reciprocating Engine | Electricity | (2) GE-Jenbacher 420 engines | 2.8 |  | APS (Arizona Public Service) | Tetra Tech BAS | 0.1265 | 0.0112
1002799 | 1770 | Los Reales Landfill | AZ | Tucson | Pima | Public | City of Tucson, AZ | 15917000 | 2008 | Yes | 1.43 |  | 101803-0 | Shutdown | Project #1 | 1999-12-15 | Steam Turbine | Electricity | coal, oil, natural gas co-fired utility boiler | 6 |  | Tucson Electric Power Company | Biogas Energy Solutions, LLC | 0 | 0
1002799 | 1770 | Los Reales Landfill | AZ | Tucson | Pima | Public | City of Tucson, AZ | 15917000 | 2008 | Yes | 1.43 |  | 101803-1 | Operational | Project #1, De-Expansion #1 | 2009-01-01 | Steam Turbine | Electricity | coal, oil, natural gas co-fired utility boiler | 2.4 |  | Tucson Electric Power Company | Biogas Energy Solutions, LLC | 0.1084 | 0.0096
1000031 | 1786 | Northwest Regional MSW Landfill | AZ | Surprise | Maricopa | Private | Waste Management, Inc. | 10505502 | 2009 | Yes | 1.9 |  | 101839-0 | Operational | Project #1 | 2012-08-01 | Reciprocating Engine | Electricity |  | 3.2 |  | Arizona Public Service (APS) | WM Renewable Energy, LLC | 0.1446 | 0.0128
1002831 | 1798 | Salt River Landfill | AZ | Scottsdale | Maricopa | Private | Pima Maricopa Indian Community | 3000000 | 2001 | Yes | 1.89 |  | 101855-1 | Operational | Project #2 (Combination Project, Expansion #1) | 2008-03-01 | Reciprocating Engine | Electricity | LFG piped 3.5 miles to Tri-Cities Generating Plant | 2 |  | Salt River Project Agricultural Improvement and Power District | DTE Biomass Energy | 0.0904 | 0.008
1003229 | 1799 | Tri-Cities Landfill | AZ | Scottsdale | Maricopa | Private | Pima Maricopa Indian Community | 11500000 | 1993 | Yes | 4 |  | 101855-0 | Operational | Combination Project | 2001-05-01 | Reciprocating Engine | Electricity | five CAT 3516 internal combustion engine generator sets rated at 800 kw each, fueled by a centrifual blower, combusts engine exhausts using thermal oxidizer (flare) | 2 |  |  | Aria Energy; DTE Biomass Energy | 0.0904 | 0.008
| 36 | Acme LF | CA | Martinez | Contra Costa | Private | Acme Fill Corporation | 10800000 | 2002 | Yes | 1.8 |  | 180234-0 | Operational | Project #3 | 2003-08-01 | Microturbine | Electricity | 4 70kW Ingersoll-Rand microturbines | 0.28 | 0.216 |  | Bulldog Power | 0.0127 | 0.0011
1004335 | 349 | All Purpose Landfill | CA | Santa Clara | Santa Clara | Public | City of Santa Clara | 3500000 |  | Yes | 0.403 |  | 180957-0 | Operational | Project #2 | 2009-12-18 | Microturbine | Electricity | (3) Ingersoll-Rand 250-kW microturbines | 0.75 | 0.34 | Silicon Valley Power, City of Santa Clara, CA | Ameresco, Inc. | 0.0339 | 0.003
1007699 | 39 | Altamont Landfill & Resource Recovery Facility | CA | Livermore | Alameda | Private | Waste Management, Inc. | 57857143 | 2009 | Yes | 8.33 |  | 180271-0 | Operational | Project #2 | 2002-09-15 | Reciprocating Engine | Electricity | 2 Deutz engines (nameplate 1.35 MW each), capable of producing 17.5 MMBtu/hr each, using 1000 scfm of LFG | 2.7 | 1.44 | Altamont SLF | WM Energy Solutions, Inc. | 0.122 | 0.0108
1007699 | 39 | Altamont Landfill & Resource Recovery Facility | CA | Livermore | Alameda | Private | Waste Management, Inc. | 57857143 | 2009 | Yes | 8.33 |  | 95-0 | Operational | Project #1 | 1989-01-01 | Gas Turbine | Electricity | 2 Solar Centaur units (nameplate 3.1 MW each) installed in 1988 | 6.2 |  | Pacific Gas and Electric Company (PG&E) | WM Renewable Energy, LLC | 0.2801 | 0.0247
| 51 | Austin Road Landfill | CA | Manteca | San Joaquin | Private | Republic Services, Inc. | 7354000 | 2002 | Yes | 0.5 | 0 | 107-0 | Operational | Project #1 | 1985-01-01 | Reciprocating Engine | Electricity |  | 0.8 |  | Pacific Gas and Electric Company (PG&E) | Covanta Energy | 0.0361 | 0.0032
1000046 | 55 | Badlands SLF | CA | Moreno Valley | Riverside | Public | Riverside County, CA | 4081500 | 2002 | Yes | 1.31 | 0 | 111-0 | Operational | Project #1 | 2001-02-01 | Reciprocating Engine | Electricity |  | 1.1 | 0.576 | Riverside Public Utilities | Riverside County, CA | 0.0497 | 0.0044
1005092 | 56 | Bailard LF | CA | Oxnard | Ventura | Public | Ventura Regional Sanitation District, CA | 4336609 |  | Yes | 1.09 |  | 408-0 | Operational | Combination Project (Santa Clara LFG Project) | 1984-12-15 | Reciprocating Engine | Electricity |  | 5.1 |  | Southern California Edison (SCE) Company | Covanta Energy | 0.2304 | 0.0203
| 72 | BKK Landfill-Phases I & II | CA | West Covina | Los Angeles | Private | BKK Corporation | 45700000 |  | Yes |  |  | 128-0 | Operational | Project #2 | 1992-01-01 | Steam Turbine | Electricity |  | 6 |  | Anaheim Public Utilities |  | 0.2711 | 0.0239
| 72 | BKK Landfill-Phases I & II | CA | West Covina | Los Angeles | Private | BKK Corporation | 45700000 |  | Yes |  |  | 180224-0 | Shutdown | Project #1 | 1985-01-01 | Gas Turbine | Electricity |  | 4.3 |  | Southern California Edison (SCE) Company |  | 0 | 0
| 72 | BKK Landfill-Phases I & II | CA | West Covina | Los Angeles | Private | BKK Corporation | 45700000 |  | Yes |  |  | 180224-1 | Operational | Project #1, Replacement | 1997-01-01 | Gas Turbine | Electricity | Solar Taurus 60 | 4.9 |  | Pasadena Water and Power |  | 0.2214 | 0.0195
1007951 | 78 | Bradley Landfill | CA | Sun Valley | Los Angeles | Private | Waste Management, Inc. | 33000000 | 2005 | Yes | 6.39 |  | 180317-0 | Operational | Project #2 | 2003-10-01 | Reciprocating Engine | Electricity | 5 generators, each rated at 1.35 MW | 6.75 |  | Bradley Landfill; Los Angeles Department of Water & Power (LADWP) | WM Energy Solutions, Inc. | 0.305 | 0.0269
1006221 | 83 | Buena Vista Drive SLF | CA | Watsonville | Santa Cruz | Public | Santa Cruz County, CA | 2040000 | 2001 | Yes | 1.58 |  | 166996-0 | Operational | Project #2 | 2006-02-02 | Reciprocating Engine | Electricity | (3) 1,060 kW spark-ignited, turbocharged, after-cooled GE Jenbacher engines total, expected minimum availability of 90% | 3.18 | 1.54 | Alameda Municipal Power; City of Palo Alto, CA | Ameresco, Inc. | 0.1437 | 0.0127
1007600 | 84 | Burbank LF Site No. 3 | CA | Burbank | Los Angeles | Public | City of Burbank, CA | 2000000 |  | Yes | 0.543 |  | 180858-0 | Operational | Project #3 | 2005-04-01 | Microturbine | Electricity | (10) 30 kW Capstone microturbines and (1) 250 kW Ingersoll-Rand microturbine | 0.55 |  | Burbank Water & Power | Burbank Water & Power | 0.0248 | 0.0022
1003599 | 87 | Calabasas SLF | CA | Agoura Hills | Los Angeles | Public | Sanitation Districts of Los Angeles County, CA | 23410000 | 2009 | Yes | 6.39 |  | 180901-0 | Operational | Project #2 | 2010-07-12 | Gas Turbine | Electricity | (3) Solar Mercury 50 turbines | 13.8 |  | Sanitation Districts of Los Angeles County, CA | Sanitation Districts of Los Angeles County, CA | 0.6235 | 0.055
1010207 | 90 | California Street LF | CA | Redlands | San Bernardino | Public | City of Redlands, CA | 960000 |  | Yes | 1.5 |  | 146-0 | Operational | Project #1 | 2003-01-01 | Reciprocating Engine | Electricity | 1 Deutz engine | 1 | 0.432 |  | City of Redlands, CA | 0.0452 | 0.004
1002992 | 105 | Chiquita Canyon SLF | CA | Castaic | Los Angeles | Private | Waste Connections, Inc. | 18680000 | 2004 | Yes | 6.73 |  | 161-0 | Operational | Project #1 | 2010-11-23 | Gas Turbine | Electricity | (2) Solar Mercury 50 turbines | 6 | 3.9 | Southern California Public Power Authority (SCPPA) | Ameresco, Inc. | 0.2711 | 0.0239
1000339 | 271 | City of Santa Cruz SLF | CA | Santa Cruz | Santa Cruz | Public | City of Santa Cruz, CA | 3024722 | 2009 | Yes | 0.801 |  | 181024-0 | Operational | Project #2 | 2009-11-23 | Reciprocating Engine | Electricity | (1) Caterpillar 3520 engine | 1.6 |  | Sacramento Municipal Utility District (SMUD) | Fortistar Methane Group | 0.0723 | 0.0064
| 350 | Coastal LF | CA | Oxnard | Ventura | Public | Ventura County, CA | 3300000 |  | Yes | 1.8 |  | 408-0 | Operational | Combination Project (Santa Clara LFG Project) | 1984-12-15 | Reciprocating Engine | Electricity |  | 5.1 |  | Southern California Edison (SCE) Company | Covanta Energy | 0.2304 | 0.0203
1006322 | 122 | Cold Canyon LF Solid Waste Disposal Site | CA | San Luis Obispo | San Luis Obispo | Private | Waste Connections, Inc. | 2254575 | 2002 | Yes | 1.18 |  | 200730-0 | Operational | Project #2 | 2013-07-31 | Reciprocating Engine | Electricity | (1) 1.6-MW G3520 CAT engine | 1.6 |  | Pacific Gas and Electric Company (PG&E) | Toro Energy, Inc. | 0.0723 | 0.0064
1004691 | 124 | Colton Sanitary Landfill | CA | Colton | San Bernardino | Public | San Bernardino County, CA | 4427243 | 2002 | Yes | 1.66 | 0.796 | 180-0 | Operational | Project #1 | 2003-03-01 | Microturbine | Electricity |  | 1.2 | 0.864 | Southern California Edison (SCE) Company | Algonquin Power Corporation | 0.0542 | 0.0048
1000369 | 342 | Corona Disposal Site | CA | Corona | Riverside | Public | Riverside County, CA | 4000000 |  | Yes | 0.281 | 0 | 402-0 | Operational | Project #1 | 1986-03-04 | Reciprocating Engine | Electricity |  | 0.6 |  | Southern California Edison (SCE) Company | City of Corona, CA | 0.0271 | 0.0024
1007693 | 147 | El Sobrante SLF | CA | Corona | Riverside | Private | Waste Management, Inc. | 12500000 | 2004 | Yes | 5.27 | 3.11 | 203-0 | Operational | Project #1 | 2004-04-01 | Reciprocating Engine | Electricity | 3 IC Deutz engines @ 500 scfm and 1.35 MW each | 4.05 | 2.16 | Southern California Edison (SCE) Company | WM Energy Solutions, Inc. | 0.183 | 0.0161
1007198 | 153 | Foothill Sanitary Landfill, Inc. | CA | Linden | San Joaquin | Public | San Joaquin County, CA | 2460000 | 2005 | Yes | 2.16 |  | 210-0 | Operational | Project #1 | 2014-04-24 | Reciprocating Engine | Electricity | (2) GE Jenbacher engines | 3.6 | 1.55 | Silicon Valley Power, City of Santa Clara, CA | Ameresco, Inc. | 0.1626 | 0.0143
1004010 | 11120 | Forward Landfill | CA | Manteca | San Joaquin | Private | Republic Services, Inc. |  |  | Yes | 2.76 |  | 180955-0 | Operational | Project #1 | 2014-02-22 | Reciprocating Engine | Electricity | (2) GE Jenbacher 2.1-MW engines | 3.4 | 1.55 | Silicon Valley Power, City of Santa Clara, CA | Ameresco, Inc. | 0.1536 | 0.0136
1007837 | 164 | Guadalupe Rubbish Disposal Facility | CA | San Jose | Santa Clara | Private | Waste Management, Inc. | 7100000 | 2005 | Yes | 2.89 |  | 221-0 | Operational | Project #1 | 1984-01-01 | Reciprocating Engine | Electricity | Plant #1: Three 750 HP engines driving 525 kW generators; Plant #2: One 1500 HP engine driving an 1100 kW generator | 2.675 | 1.5 | Pacific Gas and Electric Company (PG&E) |  | 0.1209 | 0.0107
1007128 | 182 | Johnson Canyon SLF | CA | Gonzales | Monterey | Public | Salinas Valley Solid Waste Authority, CA | 430000 | 2002 | Yes | 0.702 |  | 239-0 | Operational | Project #1 | 2013-05-12 | Reciprocating Engine | Electricity | (1) GE Jenbacher engine | 1.4 | 0.53 | City of Palo Alto, CA | Ameresco, Inc. | 0.0633 | 0.0056
1004011 | 184 | Keller Canyon LF | CA | Pittsburg | Contra Costa | Private | Republic Services, Inc. | 3500000 | 2002 | Yes | 3.31 | 0.94 | 241-0 | Operational | Project #1 | 2009-08-01 | Reciprocating Engine | Electricity | (2) GE Jenbacher engines | 3.8 | 1.63 | Alameda Municipal Power; City of Palo Alto, CA | Ameresco, Inc. | 0.1717 | 0.0151
1004037 | 265 | Kiefer LF | CA | Sloughhouse | Sacramento | Public | Sacramento County, CA | 27000000 | 2013 | Yes | 10.368 | 2.416 | 324-0 | Operational | Project #1 | 1999-01-01 | Reciprocating Engine | Electricity | 3 Caterpillar 3616 engines | 9 | 4.752 | Sacramento Municipal Utility District (SMUD) | Aria Energy | 0.4066 | 0.0359
1004037 | 265 | Kiefer LF | CA | Sloughhouse | Sacramento | Public | Sacramento County, CA | 27000000 | 2013 | Yes | 10.368 | 2.416 | 324-1 | Operational | Project #1, Expansion #1 | 2006-01-01 | Reciprocating Engine | Electricity | 2 Caterpillar 3616 engines | 6 | 3.2 | Sacramento Municipal Utility District (SMUD) | Aria Energy; DTE Biomass Energy | 0.2711 | 0.0239
1006107 | 201 | Lopez Canyon SLF | CA | Sylmar | Los Angeles | Public | City of Los Angeles, Bureau of Sanitation, CA | 16691000 |  | Yes | 2.79 |  | 258-0 | Operational | Project #1 | 1999-01-05 | Reciprocating Engine | Electricity | (2) 3616 Caterpillar engines | 6 | 2.67 | Target Corporation |  | 0.2711 | 0.0239
| 336 | Marsh Road LF | CA | Menlo Park | San Mateo | Public | City of Menlo Park, CA | 5000000 |  | Yes | 1.15 |  | 396-0 | Shutdown | Project #1 | 1983-01-01 | Reciprocating Engine | Electricity | (4) 750 HP Cooper-Superior 8G825 engines and 525 kW Kato generators | 2.1 | 1.15 | Pacific Gas and Electric Company (PG&E) |  | 0 | 0
| 336 | Marsh Road LF | CA | Menlo Park | San Mateo | Public | City of Menlo Park, CA | 5000000 |  | Yes | 1.15 |  | 396-1 | Operational | Project #1, De-Expansion #1 | 2009-01-01 | Reciprocating Engine | Electricity | (3) 750 HP Cooper-Superior 8G825 engines and 525 kW Kato generators | 1.58 |  | Pacific Gas and Electric Company (PG&E) |  | 0.0714 | 0.0063
1003918 | 338 | Mid-Valley Sanitary LF | CA | Rialto | San Bernardino | Public | San Bernardino County, CA | 15201000 | 2009 | Yes | 3.43 | 1.85 | 398-0 | Operational | Project #1 | 2003-03-01 | Reciprocating Engine | Electricity | (2) Deutz model TBG620V16K engine-generators | 2.52 | 1.58 | Riverside Public Utilities |  | 0.1139 | 0.01
1006293 | 213 | Milliken SLF | CA | Ontario | San Bernardino | Public | San Bernardino County, CA | 13973400 |  | Yes | 2.24 | 0.3 | 270-0 | Operational | Project #1 | 2003-03-01 | Reciprocating Engine | Electricity | (2) engines | 2.2 | 1.94 | Riverside Public Utilities |  | 0.0994 | 0.0088
| 337 | Mission Hills | CA | Los Angeles | Los Angeles | Private | American Golf Corp.; Barclay Hollander | 21310000 |  | Yes | 4 |  | 166991-0 | Operational | Project #1 | 1984-01-01 | Combined Cycle | Electricity | 4.5-mile pipeline delivers LFG to (2) 14.5 MW combustion turbine generators fueled by 65% NG/35% LFG and (1) condensing steam turbine electric generator | 7.5 | 2.88 | UCLA Facilities Management |  | 0.3388 | 0.0299
1004052 | 220 | Neal Road LF | CA | Paradise | Butte | Public | Butte County, CA | 2491218 | 2009 | Yes | 0.747 |  | 277-0 | Operational | Project #1 | 2013-02-13 | Reciprocating Engine | Electricity | (1) GE Jenbacher 420 engine | 1.4 | 0.85 | Alameda Municipal Power | Ameresco, Inc. | 0.0633 | 0.0056
1006179 | 225 | Newby Island SLF Phases I, II, & III | CA | Milpitas | Santa Clara | Private | Republic Services, Inc. | 22330000 | 2005 | Yes | 3.43 |  | 101858-0 | Operational | Project #2 | 2003-06-01 | Reciprocating Engine | Electricity | LFG is piped to the WWTP where it is mixed with digester gas and used in 17 engines for electricity and air supply at the WWTP | 1.22 | 0.6235 | San Jose WWTP |  | 0.0551 | 0.0049
1006179 | 225 | Newby Island SLF Phases I, II, & III | CA | Milpitas | Santa Clara | Private | Republic Services, Inc. | 22330000 | 2005 | Yes | 3.43 |  | 180113-0 | Operational | Project #1 | 1984-01-01 | Reciprocating Engine | Electricity | Plant #1: Four 750 HP engines driving 525 kW generators | 2 | 1.0195 | Pacific Gas and Electric Company (PG&E) |  | 0.0904 | 0.008
1006179 | 225 | Newby Island SLF Phases I, II, & III | CA | Milpitas | Santa Clara | Private | Republic Services, Inc. | 22330000 | 2005 | Yes | 3.43 |  | 180113-1 | Operational | Project #1, Expansion #1 | 1989-01-01 | Reciprocating Engine | Electricity | Plant #2: Three 1500 HP engines driving 1100 kW generators | 3.3 | 1.6805 | Pacific Gas and Electric Company (PG&E) |  | 0.1491 | 0.0132
1002320 | 232 | Olinda Alpha SLF | CA | Brea | Orange | Public | County of Orange - OC Waste & Recycling, CA | 61700000 | 2012 | Yes | 13.824 |  | 181049-0 | Operational | Project #3 | 2012-06-28 | Combined Cycle | Electricity | 2-train, 2-stage siloxane removal system; (4) Solar turbines each with a Rentech HRSG to capture waste exhaust heat to supply steam to a single Dresser Rand steam turbine generator for 45% project efficiency; post-combustion SCR to control N2O | 20.5 | 11 | Anaheim Public Utilities | Broadrock Renewables LLC | 0.9262 | 0.0817
1002320 | 232 | Olinda Alpha SLF | CA | Brea | Orange | Public | County of Orange - OC Waste & Recycling, CA | 61700000 | 2012 | Yes | 13.824 |  | 290-0 | Operational | Project #1 | 1984-10-25 | Reciprocating Engine | Electricity | (3) Superior 1,750-kW engines | 5.625 | 2.66 | Anaheim Public Utilities | Brea Parties | 0.2541 | 0.0224
| 2162 | Operating Industries, Inc. LF (OII) | CA | Monterey Park | Los Angeles | Private | Operating Industries, Inc. | 29920000 |  | Yes | 3.34 | 2.98 | 180235-0 | Operational | Project #1 | 2002-08-12 | Microturbine | Electricity | 6 Ingersoll-Rand microturbines rated at 70 kW each | 0.42 | 0.36 | Operating Industries, Inc. LF (OII) | New Cure, Inc. | 0.019 | 0.0017
1008030 | 236 | Otay LF | CA | Chula Vista | San Diego | Private | Republic Services, Inc. | 19892000 | 2005 | Yes | 7.89 |  | 294-0 | Operational | Project #1 | 1986-01-01 | Reciprocating Engine | Electricity | 2 or 4 Cooper-Superior model 16SGTA lean-burn engine-generator sets with 1,850 kW capacity (2,650 hp) | 3.7 | 1.61 | San Diego Gas & Electric Company | Toro Energy, Inc. | 0.1672 | 0.0147
1008030 | 236 | Otay LF | CA | Chula Vista | San Diego | Private | Republic Services, Inc. | 19892000 | 2005 | Yes | 7.89 |  | 294-1 | Operational | Project #1, Expansion #1 | 2013-08-01 | Reciprocating Engine | Electricity | (2) Caterpillar 3520 engines | 3.2 |  |  | Toro Energy, Inc. | 0.1446 | 0.0128
1007112 | 238 | Ox Mountain SLF | CA | Half Moon Bay | San Mateo | Private | Republic Services, Inc. | 9128242 | 2001 | Yes | 5.27 |  | 296-0 | Operational | Project #1 | 2009-04-01 | Reciprocating Engine | Electricity | (6) GE Jenbacher 1.92-MW JGS 616 GS-LL engines in all, using GE's temperature swing adsorption (TSA) | 9.7 | 4.8 | Alameda Municipal Power; City of Palo Alto, CA | Ameresco, Inc. | 0.4382 | 0.0387
1003361 | 1780 | Palos Verdes Landfill | CA | Rolling Hills Estates | Los Angeles | Public | Sanitation Districts of Los Angeles County, CA | 23600000 |  | Yes | 8.17 |  | 101831-0 | Operational | Project #1 | 1988-05-20 | Steam Turbine | Electricity | 1988 steam plant rated at 12 MWe | 6 |  | Southern California Edison (SCE) Company | Sanitation Districts of Los Angeles County, CA | 0.2711 | 0.0239
1002106 | 251 | Prima Deshecha SLF | CA | San Juan Capistrano | Orange | Public | County of Orange - OC Waste & Recycling, CA | 22300000 | 2012 | Yes | 2.96 | 0 | 310-0 | Operational | Project #1 | 1999-06-01 | Reciprocating Engine | Electricity | (2) Caterpillar 3616 engines (3,150 kW each) | 5.5 | 2.96 | San Diego Gas & Electric Company | Fortistar Methane Group | 0.2485 | 0.0219
1003199 | 352 | Puente Hills LF | CA | Whittier | Los Angeles | Public | Sanitation Districts of Los Angeles County, CA | 123000000 | 2009 | Yes | 45.05 |  | 180284-0 | Operational | Project #5, WWTP | 2006-01-01 | Reciprocating Engine | Electricity | (3) Caterpillar 3616 engines can burn up to 25% NG with LFG | 5 | 2.79 | Sanitation Districts of Los Angeles County, CA | Sanitation Districts of Los Angeles County, CA | 0.2259 | 0.0199
1003199 | 352 | Puente Hills LF | CA | Whittier | Los Angeles | Public | Sanitation Districts of Los Angeles County, CA | 123000000 | 2009 | Yes | 45.05 |  | 412-0 | Operational | Project #1, Gas Turbines | 1983-11-22 | Gas Turbine | Electricity | 1 Centaur unit installed in 1982 | 2.8 | 1.8 | Southern California Edison (SCE) Company | Sanitation Districts of Los Angeles County, CA | 0.1265 | 0.0112
1003199 | 352 | Puente Hills LF | CA | Whittier | Los Angeles | Public | Sanitation Districts of Los Angeles County, CA | 123000000 | 2009 | Yes | 45.05 |  | 414-0 | Operational | Project #3, Steam Cycle Plant | 1986-08-08 | Steam Turbine | Electricity | 2 boilers to steam turbine | 50 | 33.1 | Southern California Edison (SCE) Company | Sanitation Districts of Los Angeles County, CA | 2.259 | 0.1993
1005042 | 54 | Recology Hay Road LF | CA | Vacaville | Solano | Private | Recology | 1416000 | 2005 | Yes | 0.803 |  | 110-0 | Operational | Project #1 | 2013-07-12 | Reciprocating Engine | Electricity |  | 1.6 |  | Marin Energy Authority | G2 Energy, LLC | 0.0723 | 0.0064
1004745 | 1976 | Recology Ostrom Road LF | CA | Wheatland | Yuba | Private | Recology | 2000000 | 2004 | Yes | 1.37 | 0.58 | 167060-0 | Operational | Project #1 | 2009-01-09 | Reciprocating Engine | Electricity | (1) Caterpillar G3520C genset | 1.6 | 0.79 |  | G2 Energy, LLC | 0.0723 | 0.0064
1004745 | 1976 | Recology Ostrom Road LF | CA | Wheatland | Yuba | Private | Recology | 2000000 | 2004 | Yes | 1.37 | 0.58 | 167060-1 | Construction | Project #1, Expansion #1 | 2013-08-31 | Reciprocating Engine | Electricity | (1) Caterpillar G3520C genset | 1.6 | 0.81 |  | G2 Energy, LLC | 0.0723 | 0.0064
1006215 | 268 | San Marcos LF | CA | San Marcos | San Diego | Public | County of San Diego, CA | 11494445 |  | Yes | 1.88 |  | 327-0 | Operational | Project #1 | 1989-01-01 | Gas Turbine | Electricity | 2 recuperated gas turbines driving 933 kW generator; 2 Saturn units installed in 1988 | 1.7 | 1 | San Diego Gas & Electric Company |  | 0.0768 | 0.0068
| 348 | Santa Clara LF | CA | Oxnard | Ventura | Public | City of Oxnard | 2700000 |  | Yes | 0.6 | 0 | 408-0 | Operational | Combination Project (Santa Clara LFG Project) | 1984-12-15 | Reciprocating Engine | Electricity |  | 5.1 |  | Southern California Edison (SCE) Company | Covanta Energy | 0.2304 | 0.0203
1003198 | 274 | Scholl Canyon SLF | CA | Glendale | Los Angeles | Public | City of Glendale, CA | 28780000 | 2013 | Yes | 9.08 | 0.52 | 333-0 | Operational | Project #1 | 1994-07-01 | Steam Turbine | Electricity | 5.5-mile pipeline delivers LFG to be used at Grayson Power Plant for Boiler Steam - Turbine Units 3, 4, and/or 5 as an auxiliary fuel, LFG is mixed with the primary fuel, NG, to generate electricity | 8 | 8.56 | City of Glendale, CA | Palmer Capital Corporation | 0.3614 | 0.0319
1005910 | 344 | Shoreline LF at Mountain View | CA | Mountain View | Santa Clara | Public | City of Mountain View, CA | 11817000 |  | Yes | 1.3 |  | 180400-0 | Operational | Project #2 | 2004-12-01 | Microturbine | Electricity | (2) 70 kW Ingersoll-Rand microturbines | 0.14 | 0.086 | Shoreline LF at Mountain View | City of Mountain View, CA | 0.0063 | 0.0006
1007816 | 279 | Simi Valley LF | CA | Simi Valley | Ventura | Private | Waste Management, Inc. | 12442740 | 2004 | Yes | 5.49 | 4.19 | 180316-0 | Operational | Project #1 | 2004-04-01 | Reciprocating Engine | Electricity | (2) 1.35 MW Deutz engines installed for anticipated LNG equipment that didn't arrive | 2.7 | 1.3 | Southern California Edison (SCE) Company | WM Energy Solutions, Inc. | 0.122 | 0.0108
1004123 | 1929 | Sonoma County Central Disposal Site | CA | Petaluma | Sonoma | Public | Sonoma County, CA | 15000000 | 2002 | Yes |  |  | 166999-0 | Operational | Project #1 | 1994-03-01 | Reciprocating Engine | Electricity | (4) CAT 3516 engines installed in 1993 | 3.2 | 1.38 | Pacific Gas and Electric Company (PG&E) | Aria Energy | 0.1446 | 0.0128
1004123 | 1929 | Sonoma County Central Disposal Site | CA | Petaluma | Sonoma | Public | Sonoma County, CA | 15000000 | 2002 | Yes |  |  | 166999-1 | Operational | Project #1, Expansion #1 | 1996-06-01 | Reciprocating Engine | Electricity | 4 CAT 3516 engines installed in 1996 | 3.2 | 1.38 | Pacific Gas and Electric Company (PG&E) | Aria Energy | 0.1446 | 0.0128
1004123 | 1929 | Sonoma County Central Disposal Site | CA | Petaluma | Sonoma | Public | Sonoma County, CA | 15000000 | 2002 | Yes |  |  | 166999-2 | Operational | Project #1, Expansion #2 | 2003-03-01 | Reciprocating Engine | Electricity | 2 CAT 3516 engines | 1.1 | 0.2 | Pacific Gas and Electric Company (PG&E) | Aria Energy | 0.0497 | 0.0044
1003395 | 354 | Spadra LF | CA | Walnut | Los Angeles | Public | Sanitation Districts of Los Angeles County, CA | 17081720 |  | Yes | 5.23 |  | 418-0 | Operational | Project #1 | 1990-02-21 | Steam Turbine | Electricity | steam boiler power plant | 8.5 |  | Southern California Edison (SCE) Company | Sanitation Districts of Los Angeles County, CA | 0.384 | 0.0339
1003386 | 114 | Sunnyvale LF | CA | Sunnyvale | Santa Clara | Public | City of Sunnyvale, CA | 2300000 |  | Yes | 0.361 |  | 170-0 | Operational | Project #1 | 1998-01-01 | Reciprocating Engine | Electricity | LFG co-fired with WWTP digester gas; (2) 800-kW Caterpillar 3516 engine-generators combust 75% LFG/25% digester gas | 1.2 | 0.656 | City of Sunnyvale WWTP | City of Sunnyvale, CA | 0.0542 | 0.0048
1003679 | 286 | Sunshine Canyon Landfill | CA | Sylmar | Los Angeles | Private | Republic Services, Inc. | 35132654 | 2004 | Yes | 17.5 |  | 166995-0 | Operational | Project #2 | 2014-09-01 | Gas Turbine | Electricity | (5) Solar Mercury 50 CTG turbines, each at 43.28 MMBtu/hr and driving a nominal 4.9 MW electric generator | 20 |  | Pacific Gas and Electric Company (PG&E) | Aria Energy; DTE Biomass Energy | 0.9036 | 0.0797
1003680 | 287 | Sycamore SLF | CA | Santee | San Diego | Private | Republic Services, Inc. | 12761300 | 2004 | Yes | 4.39 |  | 347-0 | Operational | Project #1 | 1988-12-31 | Gas Turbine | Electricity | (2) 10.8 MMBtu/hr Saturn recuperated gas turbines driving 933 kW generators | 1.48 |  | San Diego Gas & Electric Company |  | 0.0669 | 0.0059
1003680 | 287 | Sycamore SLF | CA | Santee | San Diego | Private | Republic Services, Inc. | 12761300 | 2004 | Yes | 4.39 |  | 347-1 | Operational | Project #1, Expansion #1 | 2008-05-01 | Gas Turbine | Electricity | (1) 45 MMBtu/hr Centaur gas turbine | 3.3 |  | San Diego Gas & Electric Company |  | 0.1491 | 0.0132
1007833 | 559 | Prairie View RDF | IN | Bremen | St. Joseph | Private | Waste Management, Inc. | 5425098 |  | Yes | 4.26 |  | 628-1 | Operational | Project #1, Expansion #1 | 2007-10-23 | Reciprocating Engine | Electricity | (4) Caterpillar 3516 engines @ ~280 cfm each | 3.2 | 1.505 | Wabash Valley Power Association | Wabash Valley Power Association | 0.1446 | 0.0128
1002683 | 1939 | South Side Landfill Inc. | IN | Indianapolis | Marion | Private | 600 Land, Inc. | 15000000 | 2000 | Yes | 7.2 | 0 | 180238-0 | Operational | Project #3 | 2001-01-01 | Gas Turbine | Electricity | LFG used in 5-MW turbine modified to run on LFG (plant 5) | 4 |  | Rolls-Royce | Granger Energy | 0.1807 | 0.0159
1007638 | 567 | Twin Bridges RDF | IN | Danville | Hendricks | Private | Waste Management, Inc. | 24772021 | 2009 | Yes | 6.12 |  | 637-0 | Operational | Project #1 | 1994-09-01 | Reciprocating Engine | Electricity | (4) Caterpillar 3516 engines @ ~280 cfm each | 3.2 | 1.61 | Wabash Valley Power Association | Wabash Valley Power Association | 0.1446 | 0.0128
1007638 | 567 | Twin Bridges RDF | IN | Danville | Hendricks | Private | Waste Management, Inc. | 24772021 | 2009 | Yes | 6.12 |  | 637-1 | Operational | Project #1, Expansion #1 | 2002-06-01 | Reciprocating Engine | Electricity | (4) Caterpillar 3516 engines @ ~280 cfm each | 3.2 | 1.61 | Wabash Valley Power Association | Wabash Valley Power Association | 0.1446 | 0.0128
1007638 | 567 | Twin Bridges RDF | IN | Danville | Hendricks | Private | Waste Management, Inc. | 24772021 | 2009 | Yes | 6.12 |  | 637-2 | Operational | Project #1, Expansion #2 | 2009-01-16 | Reciprocating Engine | Electricity | (4) Caterpillar 3516 engines @ ~280 cfm each | 3.2 | 1.61 | Wabash Valley Power Association | Wabash Valley Power Association; WM Renewable Energy, LLC | 0.1446 | 0.0128
1007638 | 567 | Twin Bridges RDF | IN | Danville | Hendricks | Private | Waste Management, Inc. | 24772021 | 2009 | Yes | 6.12 |  | 637-3 | Operational | Project #1, Expansion #3 | 2011-05-01 | Reciprocating Engine | Electricity | (4) Caterpillar 3516 engines @ ~ 280 cfm each | 3.2 | 1.61 | Wabash Valley Power Association | Wabash Valley Power Association | 0.1446 | 0.0128
1007653 | 610 | Wheeler RDF | IN | Hobart | LaPorte | Private | Waste Management, Inc. | 6692406 |  | Yes | 0.419 | 0.016 | 680-0 | Shutdown | Project #1 | 1996-01-01 | Reciprocating Engine | Electricity | 3 engines originally @ ~280 cfm each | 2.4 | 1.21 | Wabash Valley Power Association | Wabash Valley Power Association | 0 | 0
1007653 | 610 | Wheeler RDF | IN | Hobart | LaPorte | Private | Waste Management, Inc. | 6692406 |  | Yes | 0.419 | 0.016 | 680-1 | Shutdown | Project #1, De-Expansion #1 | 2000-01-01 | Reciprocating Engine | Electricity | 3 engines originally, 1 removed in 1999 | 1.6 | 0.806 | Wabash Valley Power Association | Wabash Valley Power Association | 0 | 0
1007653 | 610 | Wheeler RDF | IN | Hobart | LaPorte | Private | Waste Management, Inc. | 6692406 |  | Yes | 0.419 | 0.016 | 680-2 | Operational | Project #1, De-Expansion #2 | 2004-01-01 | Reciprocating Engine | Electricity | 3 engines originally, 1 removed in 1999, 1 removed in 2003 | 0.8 | 0.403 | Wabash Valley Power Association | Wabash Valley Power Association | 0.0361 | 0.0032
1007990 | 668 | Oak Grove Landfill | KS | Arcadia | Crawford | Private | WCA Waste Corporation | 2500000 | 2009 | Yes | 1.5 | 0 | 738-0 | Operational | Project #1 | 2010-02-08 | Reciprocating Engine | Electricity | (1) Caterpillar G3520C | 1.6 |  | Kansas City Board of Public Utilities | Enerdyne Power Systems, Inc. | 0.0723 | 0.0064
1007990 | 668 | Oak Grove Landfill | KS | Arcadia | Crawford | Private | WCA Waste Corporation | 2500000 | 2009 | Yes | 1.5 | 0 | 738-1 | Operational | Project #1, Expansion #1 | 2013-12-01 | Reciprocating Engine | Electricity | (1) 1.953-MW Caterpillar G3520A+ with a gear-box providing increased output & efficiency | 1.953 |  | Kansas City Board of Public Utilities | Enerdyne Power Systems, Inc. | 0.0882 | 0.0078
1007832 | 667 | Rolling Meadows LF | KS | Topeka | Shawnee | Private | Waste Management, Inc. |  |  | Yes | 2.98 |  | 737-0 | Operational | Project #1 | 2010-01-15 | Reciprocating Engine | Electricity | (7) 800-kW Caterpillar 3516s | 5.6 |  | Westar Energy | WM Renewable Energy, LLC | 0.253 | 0.0223
1005950 | 669 | Bavarian Trucking Company LF | KY | Walton | Boone | Private | Bavarian Waste Services, Inc. | 4863179 | 2007 | Yes | 1.69 |  | 739-0 | Operational | Project #1 | 2003-09-22 | Reciprocating Engine | Electricity | (4) Caterpillar G3516s | 3.2 | 1.666 | East Kentucky Power Cooperative (EKPC) | East Kentucky Power Cooperative (EKPC) | 0.1446 | 0.0128
1004082 | 674 | Blue Ridge RDF | KY | Irvine | Estill | Private | Advanced Disposal Services | 3218332 | 2009 | Yes | 0.864 | 0 | 744-0 | Operational | Project #1 | 2013-11-01 | Reciprocating Engine | Electricity | (2) Caterpillar 3516 engines, running at 50-75% capacity at start-up | 0.8 |  | Jackson Energy Cooperative | North American Natural Resources, Inc. (NANR) | 0.0361 | 0.0032
1004082 | 674 | Blue Ridge RDF | KY | Irvine | Estill | Private | Advanced Disposal Services | 3218332 | 2009 | Yes | 0.864 | 0 | 744-1 | Operational | Project #1, Expansion #1 | 2014-08-31 | Reciprocating Engine | Electricity | (2) Caterpillar 3516 engines | 1.6 | 0.864 | Jackson Energy Cooperative | North American Natural Resources, Inc. (NANR) | 0.0723 | 0.0064
1004483 | 672 | Green Valley Landfill | KY | Ashland | Greenup | Private | Republic Services, Inc. | 3728288 | 2007 | Yes | 1.22 | 0 | 742-0 | Operational | Project #1 | 2003-09-09 | Reciprocating Engine | Electricity | (3) Caterpillar 3516s | 2.4 | 1.025 | East Kentucky Power Cooperative (EKPC) | East Kentucky Power Cooperative (EKPC) | 0.1084 | 0.0096
1007240 | 695 | Hardin County Landfill | KY | Elizabethtown | Hardin | Public | Hardin County Fiscal Court, KY | 2899812 | 2007 | Yes | 0.685 |  | 765-0 | Operational | Project #1 | 2006-01-31 | Reciprocating Engine | Electricity | (3) low-emission 800 kW Caterpillar 3516 engines initially | 2.4 | 1.065 | East Kentucky Power Cooperative (EKPC) | East Kentucky Power Cooperative (EKPC) | 0.1084 | 0.0096
1002341 | 688 | Laurel Ridge Landfill Inc. | KY | Lily | Laurel | Private | Waste Connections, Inc. | 3384572 | 2008 | Yes | 1.51 |  | 758-0 | Operational | Project #1 | 2003-09-15 | Reciprocating Engine | Electricity | Caterpillar G3516s | 2.4 | 1.463 | East Kentucky Power Cooperative (EKPC) | East Kentucky Power Cooperative (EKPC) | 0.1084 | 0.0096
1002634 | 289 | Tajiguas SLF | CA | Goleta | Santa Barbara | Public | Santa Barbara County, CA | 8000000 | 2005 | Yes | 1.82 | 0.316 | 349-0 | Operational | Project #1 | 2000-03-31 | Reciprocating Engine | Electricity | Caterpillar G3616 IC engine (rated at 4231 bhp) is prime mover that generates electrical energy via a Kato Model CO87-0546 electrical generator | 3.1 | 1.5 | Southern California Edison (SCE) Company | Fortistar Methane Group | 0.1401 | 0.0124
1004743 | 294 | Toland Road SLF | CA | Santa Paula | Ventura | Public | Ventura Regional Sanitation District, CA | 2700000 | 2002 | Yes | 1.11 |  | 354-0 | Operational | Project #1 | 2004-08-01 | Microturbine | Electricity | (1) 70 kW Ingersoll-Rand microturbine | 0.07 |  | Southern California Edison (SCE) Company; Toland Road SLF | Ventura Regional Sanitation District, CA | 0.0032 | 0.0003
1006089 | 343 | Toyon Canyon LF | CA | Los Angeles | Los Angeles | Public | City of Los Angeles, Bureau of Sanitation, CA | 16000000 |  | Yes |  | 0.39 | 403-0 | Shutdown | Project #1 | 1986-05-12 | Reciprocating Engine | Electricity |  | 10 |  | Southern California Edison (SCE) Company |  | 0 | 0
1006089 | 343 | Toyon Canyon LF | CA | Los Angeles | Los Angeles | Public | City of Los Angeles, Bureau of Sanitation, CA | 16000000 |  | Yes |  | 0.39 | 403-1 | Shutdown | Project #1, De-Expansion #1 | 2001-01-01 | Reciprocating Engine | Electricity |  | 9 |  | Southern California Edison (SCE) Company |  | 0 | 0
1006089 | 343 | Toyon Canyon LF | CA | Los Angeles | Los Angeles | Public | City of Los Angeles, Bureau of Sanitation, CA | 16000000 |  | Yes |  | 0.39 | 403-2 | Shutdown | Project #1, De-Expansion #2 | 2002-01-01 | Reciprocating Engine | Electricity |  | 4 | 2 | Southern California Edison (SCE) Company |  | 0 | 0
1006089 | 343 | Toyon Canyon LF | CA | Los Angeles | Los Angeles | Public | City of Los Angeles, Bureau of Sanitation, CA | 16000000 |  | Yes |  | 0.39 | 403-3 | Operational | Project #1, De-Expansion #3 | 2005-01-01 | Reciprocating Engine | Electricity | (2) engines operate on weekdays, only (1) operates on weekends | 3 | 1.48 | Southern California Edison (SCE) Company |  | 0.1355 | 0.012
| 302 | Union Mine Disposal Site | CA | El Dorado | El Dorado | Public | El Dorado County, CA | 1000000 |  | Yes | 0.35 | 0.235 | 362-0 | Operational | Project #1 | 2004-01-01 | Microturbine | Electricity | (3) Ingersoll Rand microturbines rated at 70 kW each, electricity used to supplement the power used to run on-site wastewater treatment facility | 0.21 | 0.115 | El Dorado County, CA | El Dorado County, CA | 0.0095 | 0.0008
1007040 | 309 | Vasco Road SLF | CA | Livermore | Alameda | Private | Republic Services, Inc. | 13859578 | 2006 | Yes | 3.1 |  | 369-0 | Operational | Project #1 | 2014-02-22 | Reciprocating Engine | Electricity | (2) GE Jenbacher engines | 4.3 | 2.04 | Silicon Valley Power, City of Santa Clara, CA | Ameresco, Inc. | 0.1943 | 0.0171
1005195 | 320 | West Contra Costa SLF | CA | Richmond | Contra Costa | Private | Republic Services, Inc. | 14950000 | 2006 | Yes | 2.79 |  | 380-0 | Operational | Project #1 | 1985-01-01 | Reciprocating Engine | Electricity | (3) Waukesha engines | 2 |  | Alameda Municipal Power | West County Energy Recovery Corp. | 0.0904 | 0.008
1005195 | 320 | West Contra Costa SLF | CA | Richmond | Contra Costa | Private | Republic Services, Inc. | 14950000 | 2006 | Yes | 2.79 |  | 380-1 | Operational | Project #1, Expansion #1 | 2010-01-01 | Reciprocating Engine | Electricity | Original (3) Waukesha engines (overhauled multiple times) still in place, original generators have been rebuilt or replaced which increased capacity from 675 kW each to 700-750 kW each | 0.15 |  | Alameda Municipal Power | West County Energy Recovery Corp. | 0.0068 | 0.0006
1005061 | 214 | West Miramar SLF | CA | San Diego | San Diego | Public | United States Navy | 45000000 | 2013 | Yes | 8.01 |  | 166990-0 | Operational | Project #2 | 1999-01-01 | Reciprocating Engine | Electricity | (4) 950-kW Caterpillar 3516 engines; most electricity is used on-site, balance sold to the grid | 3.3 |  | City of San Diego North City Water Reclamation Plant | Fortistar Methane Group | 0.1491 | 0.0132
1006501 | 247 | Western Regional SLF | CA | Lincoln | Placer | Public | Western Placer Waste Management Authority | 3368000 | 2002 | Yes | 2.03 |  | 306-0 | Operational | Project #1 | 2004-07-01 | Reciprocating Engine | Electricity | 2 Caterpillar engines | 1.6 |  | City of Roseville, CA | CB&I; Energy 2001, Inc. | 0.0723 | 0.0064
1006501 | 247 | Western Regional SLF | CA | Lincoln | Placer | Public | Western Placer Waste Management Authority | 3368000 | 2002 | Yes | 2.03 |  | 306-1 | Operational | Project #1, Expansion #1 | 2008-03-01 | Reciprocating Engine | Electricity | 1 additional Caterpillar engine | 0.8 |  | City of Roseville, CA | Energy 2001, Inc. | 0.0361 | 0.0032
| 327 | Yolo County Central LF | CA | Davis | Yolo | Public | Yolo County, CA | 5757000 | 2004 | Yes | 2 | 0.6 | 387-0 | Operational | Project #1 | 1997-03-01 | Reciprocating Engine | Electricity | (4) Caterpillar G399 at 600kW each, producing 1,500-2,000 kW with 250 kW parasitic drain | 1.75 | 1.4 | Sacramento Municipal Utility District (SMUD) |  | 0.0791 | 0.007
| 327 | Yolo County Central LF | CA | Davis | Yolo | Public | Yolo County, CA | 5757000 | 2004 | Yes | 2 | 0.6 | 387-1 | Planned | Project #1, Expansion #1 | 2013-01-01 | Reciprocating Engine | Electricity |  |  |  |  | Fortistar Methane Group | 0 | 0
1007709 | 1718 | Denver Arapahoe Disposal Site (DADS) | CO | Aurora | Arapahoe | Public | City of Denver, CO | 40840103 | 2009 | Yes | 2.56 |  | 6397-0 | Operational | Project #1 | 2008-09-01 | Reciprocating Engine | Electricity | (4) Caterpillar 3516 engines | 3.2 |  | Xcel Energy - Denver District Cooling | WM Renewable Energy, LLC | 0.1446 | 0.0128
1007700 | 1739 | Denver Regional Landfill (North) | CO | Erie | Weld | Private | Republic Services, Inc. | 6319775 | 1992 | Yes | 0.228 |  | 6416-0 | Operational | Combination Project | 2011-11-01 | Reciprocating Engine | Electricity | (2) CAT G3520 engines; 1.75 miles of pipeline collect LFG from the (3) landfills | 3.2 |  | United Power Cooperative | Aria Energy | 0.1446 | 0.0128
1005633 | 1737 | Denver Regional Landfill (South) | CO | Erie | Weld | Private | Waste Connections Inc. - Central Region | 7600000 | 2002 | Yes | 1.67 |  | 6416-0 | Operational | Combination Project | 2011-11-01 | Reciprocating Engine | Electricity | (2) CAT G3520 engines; 1.75 miles of pipeline collect LFG from the (3) landfills | 3.2 |  | United Power Cooperative | Aria Energy | 0.1446 | 0.0128
1003911 | 2277 | Front Range Landfill | CO | Erie | Boulder | Private | Waste Connections Inc. - Central Region |  |  | Yes | 0.774 |  | 6416-0 | Operational | Combination Project | 2011-11-01 | Reciprocating Engine | Electricity | (2) CAT G3520 engines; 1.75 miles of pipeline collect LFG from the (3) landfills | 3.2 |  | United Power Cooperative | Aria Energy | 0.1446 | 0.0128
| 363 | East Windsor LF | CT | Broad Brook | Hartford | Private | Manchester Methane | 837000 |  | Yes | 0.36158 |  | 427-0 | Operational | Project #1 | 2007-05-01 | Reciprocating Engine | Electricity | 2 Caterpillar engines | 3.2 |  | Connecticut Light & Power | Manchester Methane | 0.1446 | 0.0128
1002796 | 359 | Hartford LF | CT | Hartford | Hartford | Public | Connecticut Resources Recovery Authority (CRRA) | 6000000 | 2008 | Yes | 0.818 | 0.134 | 423-0 | Shutdown | Project #1 | 1998-01-01 | Reciprocating Engine | Electricity | 3 engines | 2.7 | 1.3 | Connecticut Light & Power | Fortistar Methane Group | 0 | 0
1002796 | 359 | Hartford LF | CT | Hartford | Hartford | Public | Connecticut Resources Recovery Authority (CRRA) | 6000000 | 2008 | Yes | 0.818 | 0.134 | 423-1 | Operational | Project #1, De-Expansion #1 | 2009-01-01 | Reciprocating Engine | Electricity | 2 engines | 1.9 | 0.684 | Connecticut Light & Power | Fortistar Methane Group | 0.0858 | 0.0076
1008010 | 362 | New Milford LF | CT | New Milford | Litchfield | Private | Waste Management, Inc. | 6700000 | 1995 | Yes | 0.829 | 0 | 180914-0 | Operational | Project #2 | 2008-05-15 | Reciprocating Engine | Electricity | (3) Caterpillar 3516s | 2.4 |  | Connecticut Light & Power | WM Renewable Energy, LLC | 0.1084 | 0.0096
1002183 | 1832 | Jones Crossroads Landfill | DE | Georgetown | Sussex | Public | Delaware Solid Waste Authority | 4558532 | 2009 | Yes | 3.16 |  | 166404-0 | Operational | Project #1 | 2006-10-24 | Reciprocating Engine | Electricity | 4 GE Jenbacher 320 engines | 4.24 | 2.3 | Constellation | Ameresco, Inc. | 0.1916 | 0.0169
1002183 | 1832 | Jones Crossroads Landfill | DE | Georgetown | Sussex | Public | Delaware Solid Waste Authority | 4558532 | 2009 | Yes | 3.16 |  | 166404-1 | Operational | Project #1, Expansion #1 | 2010-02-01 | Reciprocating Engine | Electricity | GE Jenbacher 320 engine | 1.06 | 0.58 | Constellation | Ameresco, Inc. | 0.0479 | 0.0042
1002182 | 1831 | Sandtown Landfill | DE | Felton | Kent | Public | Delaware Solid Waste Authority | 4166232 | 2009 | Yes | 2.84 |  | 166403-0 | Operational | Project #1 | 2007-01-01 | Reciprocating Engine | Electricity | 3 GE Jenbacher 320 engines | 3.18 | 1.13 | Constellation | Ameresco, Inc. | 0.1437 | 0.0127
1002182 | 1831 | Sandtown Landfill | DE | Felton | Kent | Public | Delaware Solid Waste Authority | 4166232 | 2009 | Yes | 2.84 |  | 166403-1 | Operational | Project #1, Expansion #1 | 2014-03-13 | Reciprocating Engine | Electricity | (2) GE-Jenbacher 320 engines | 2 | 0.75 | Delaware Electric Cooperative | Ameresco, Inc. | 0.0904 | 0.008
1006881 | 415 | Baseline Landfill | FL | Ocala | Marion | Public | Marion County, FL | 3640000 | 2009 | Yes | 2.26 | 0.159 | 480-0 | Operational | Project #1 | 2009-01-26 | Reciprocating Engine | Electricity | (2) Caterpillar 3520s | 3.2 | 1.6 | Gainesville Regional Utilities (GRU) | G2 Energy, LLC | 0.1446 | 0.0128
1006881 | 415 | Baseline Landfill | FL | Ocala | Marion | Public | Marion County, FL | 3640000 | 2009 | Yes | 2.26 | 0.159 | 480-1 | Operational | Project #1, Expansion #1 | 2010-10-31 | Reciprocating Engine | Electricity | (1) Caterpillar 3516 engine | 0.8 | 0.5 | Gainesville Regional Utilities (GRU) | G2 Energy, LLC | 0.0361 | 0.0032
1005023 | 380 | Brevard County Central Disposal Facility | FL | Cocoa | Brevard | Public | Brevard County, FL | 14665000 | 2007 | Yes | 4.752 | 0 | 444-0 | Operational | Project #1 | 2008-05-01 | Reciprocating Engine | Electricity | (4) Caterpillar model G3520C 2,233 brake-horsepower engines | 6.4 | 3.168 | Seminole Electric Cooperative, Inc. | Aria Energy | 0.2892 | 0.0255
1005023 | 380 | Brevard County Central Disposal Facility | FL | Cocoa | Brevard | Public | Brevard County, FL | 14665000 | 2007 | Yes | 4.752 | 0 | 444-1 | Operational | Project #1, Expansion #1 | 2009-12-29 | Reciprocating Engine | Electricity | (2) Caterpillar model G3520C 2,233 brake-horsepower engines | 3.2 | 1.584 | Seminole Electric Cooperative, Inc. | Aria Energy | 0.1446 | 0.0128
1003723 | 435 | East Duval SLF | FL | Jacksonville | Duval | Public | City of Jacksonville, FL | 4122058 |  | Yes | 0.195 |  | 500-0 | Shutdown | Project #1 | 1997-06-01 | Reciprocating Engine | Electricity | Originally four 800kW engines, reduced to three engines over time | 2.66 | 1.32 | JEA | Earth Tech; JEA | 0 | 0
1003723 | 435 | East Duval SLF | FL | Jacksonville | Duval | Public | City of Jacksonville, FL | 4122058 |  | Yes | 0.195 |  | 500-1 | Shutdown | Project #1, De-Expansion #1 | 1998-01-01 | Reciprocating Engine | Electricity | Originally four 800kW engines, reduced to three engines over time | 2.26 | 1.22 | JEA | Earth Tech; JEA | 0 | 0
1003723 | 435 | East Duval SLF | FL | Jacksonville | Duval | Public | City of Jacksonville, FL | 4122058 |  | Yes | 0.195 |  | 500-2 | Shutdown | Project #1, De-Expansion #2 | 1999-01-01 | Reciprocating Engine | Electricity | Originally four 800kW engines, reduced to three engines over time | 1.99 | 1.04 | JEA | Earth Tech; JEA | 0 | 0
1003723 | 435 | East Duval SLF | FL | Jacksonville | Duval | Public | City of Jacksonville, FL | 4122058 |  | Yes | 0.195 |  | 500-3 | Shutdown | Project #1, De-Expansion #3 | 2000-01-01 | Reciprocating Engine | Electricity | Originally four 800kW engines, reduced to three engines over time | 1.42 | 0.8 | JEA | Earth Tech; JEA | 0 | 0
1003723 | 435 | East Duval SLF | FL | Jacksonville | Duval | Public | City of Jacksonville, FL | 4122058 |  | Yes | 0.195 |  | 500-4 | Shutdown | Project #1, De-Expansion #4 | 2001-01-01 | Reciprocating Engine | Electricity | Originally four 800kW engines, reduced to three engines over time | 1.33 | 0.7 | JEA | Earth Tech; JEA | 0 | 0
1003723 | 435 | East Duval SLF | FL | Jacksonville | Duval | Public | City of Jacksonville, FL | 4122058 |  | Yes | 0.195 |  | 500-5 | Shutdown | Project #1, De-Expansion #5 | 2002-01-01 | Reciprocating Engine | Electricity | Originally four 800kW engines, reduced to three engines over time | 1.23 | 0.67 | JEA | Earth Tech; JEA | 0 | 0
1003723 | 435 | East Duval SLF | FL | Jacksonville | Duval | Public | City of Jacksonville, FL | 4122058 |  | Yes | 0.195 |  | 500-6 | Shutdown | Project #1, De-Expansion #6 | 2003-01-01 | Reciprocating Engine | Electricity | Originally four 800kW engines, reduced to three engines over time | 1.02 | 0.61 | JEA | Earth Tech; JEA | 0 | 0
1003723 | 435 | East Duval SLF | FL | Jacksonville | Duval | Public | City of Jacksonville, FL | 4122058 |  | Yes | 0.195 |  | 500-7 | Shutdown | Project #1, De-Expansion #7 | 2004-01-01 | Reciprocating Engine | Electricity | Originally four 800kW engines, reduced to three engines over time | 0.76 | 0.45 | JEA | Earth Tech; JEA | 0 | 0
1003723 | 435 | East Duval SLF | FL | Jacksonville | Duval | Public | City of Jacksonville, FL | 4122058 |  | Yes | 0.195 |  | 500-8 | Operational | Project #1, De-Expansion #8 | 2005-01-01 | Reciprocating Engine | Electricity | Originally four 800kW engines, reduced to three engines over time | 0.43 | 0.25 | JEA | Earth Tech; JEA | 0.0194 | 0.0017
1002008 | 2156 | Hernando County Northwest Landfill | FL | Brooksville | Hernando | Public | Hernando County, FL | 1895000 | 2010 | Yes | 0.719 |  | 180227-0 | Operational | Project #1 | 2008-10-07 | Reciprocating Engine | Electricity | (1) Caterpillar 3520 engine | 1.6 |  | Seminole Electric Cooperative, Inc. | Timberline Energy, LLC | 0.0723 | 0.0064
1006191 | 436 | Jacksonville North SLF | FL | Jacksonville | Duval | Public | City of Jacksonville, FL | 4900000 | 1992 | Yes | 0.385 | 0.095 | 501-0 | Shutdown | Project #1 | 1999-05-01 | Steam Turbine | Electricity | LFG injected into natural gas line feeding a utility steam boiler | 2.55 | 1.26 | JEA | City of Jacksonville, FL | 0 | 0
1006191 | 436 | Jacksonville North SLF | FL | Jacksonville | Duval | Public | City of Jacksonville, FL | 4900000 | 1992 | Yes | 0.385 | 0.095 | 501-1 | Shutdown | Project #1, De-Expansion #1 | 2000-01-01 | Steam Turbine | Electricity | LFG injected into natural gas line feeding a utility steam boiler | 2.07 | 1.03 | JEA | City of Jacksonville, FL | 0 | 0
1006191 | 436 | Jacksonville North SLF | FL | Jacksonville | Duval | Public | City of Jacksonville, FL | 4900000 | 1992 | Yes | 0.385 | 0.095 | 501-2 | Shutdown | Project #1, De-Expansion #2 | 2001-01-01 | Steam Turbine | Electricity | LFG injected into natural gas line feeding a utility steam boiler | 0.96 | 0.48 | JEA | City of Jacksonville, FL | 0 | 0
1006191 | 436 | Jacksonville North SLF | FL | Jacksonville | Duval | Public | City of Jacksonville, FL | 4900000 | 1992 | Yes | 0.385 | 0.095 | 501-3 | Shutdown | Project #1, De-Expansion #3 | 2003-01-01 | Steam Turbine | Electricity | LFG injected into natural gas line feeding a utility steam boiler | 0.78 | 0.42 | JEA | City of Jacksonville, FL | 0 | 0
1006191 | 436 | Jacksonville North SLF | FL | Jacksonville | Duval | Public | City of Jacksonville, FL | 4900000 | 1992 | Yes | 0.385 | 0.095 | 501-4 | Operational | Project #1, De-Expansion #4 | 2004-01-01 | Steam Turbine | Electricity | LFG injected into natural gas line feeding a utility steam boiler | 0.54 | 0.29 | JEA | City of Jacksonville, FL | 0.0244 | 0.0022
1004913 | 414 | Lena Road Class I Landfill | FL | Bradenton | Manatee | Public | Manatee County, FL | 8400000 | 2007 | Yes | 2.26 |  | 479-0 | Operational | Project #2 | 2014-05-01 | Reciprocating Engine | Electricity | (1) Caterpillar 3520C engine provides power to County WWTP and for sludge dryer | 1.6 | 0.76 | Manatee County Southeast Water Reclamation Facility | Manatee County, FL | 0.0723 | 0.0064
1007856 | 397 | Monarch Hill Landfill | FL | Pompano Beach | Broward | Private | Waste Management, Inc. | 41720359 | 2009 | Yes | 9.89 |  | 462-0 | Operational | Project #1 | 1989-05-01 | Combined Cycle | Electricity | 3 Centaur turbines (each rated at 3.1 MW) and 1 steam turbine (2 MW) | 11.3 |  | Florida Power & Light | WM Renewable Energy, LLC | 0.5105 | 0.045
1007855 | 401 | Naples Landfill | FL | Naples | Collier | Public | Collier County, FL | 5687626 | 2009 | Yes | 3.17 |  | 466-0 | Operational | Project #1 | 2011-05-06 | Reciprocating Engine | Electricity | (5) Caterpillar 3516 engines | 4 |  | Florida Power & Light | WM Renewable Energy, LLC | 0.1807 | 0.0159
1006859 | 424 | North Central Landfill | FL | Winter Haven | Polk | Public | Polk County Board of County Commissioners, FL | 12141300 | 2009 | Yes | 2.88 | 0.05 | 489-0 | Operational | Project #1 | 1997-01-01 | Steam Turbine | Electricity | supplements wood waste and waste tires fuel for steam driven electric generators | 5 | 2.83 | Wheelabrator Ridge Energy (WRE) | Wheelabrator Ridge Energy (WRE) | 0.2259 | 0.0199
1008215 | 420 | Orange County SLF | FL | Orlando | Orange | Public | Orange County, FL | 14165000 | 2001 | Yes | 6.09 | 0.46 | 485-0 | Shutdown | Project #1 | 1998-04-01 | Steam Turbine | Electricity | 1.6-mile pipeline to Stanton Energy Center, LFG co-fired with coal in 1 of 2 boilers retrofitted with an LFG port to produce steam and electricity | 12.4 | 5.76 | Orlando Utilities Commission (OUC) | DTE Biomass Energy | 0 | 0
1008215 | 420 | Orange County SLF | FL | Orlando | Orange | Public | Orange County, FL | 14165000 | 2001 | Yes | 6.09 | 0.46 | 485-1 | Operational | Project #1, Expansion #1 | 2011-08-01 | Steam Turbine | Electricity | 5-mile pipeline to Stanton Energy Center, LFG co-fired with coal in 2 boilers that produce steam used to generate electricity | 8 | 5.63 | Orlando Utilities Commission (OUC) | Orange County, FL; Orlando Utilities Commission (OUC) | 0.3614 | 0.0319
1000349 | 431 | Osceola Landfill | FL | Geneva | Seminole | Public | Seminole County Board of Commissioners, FL | 7700000 | 2007 | Yes | 2.6 |  | 496-0 | Operational | Project #1 | 2007-12-30 | Reciprocating Engine | Electricity | (4) Caterpillar Model G3520C 2,233 brake-horsepower engines | 6.4 |  | Seminole Electric Cooperative, Inc. | Aria Energy | 0.2892 | 0.0255
1005656 | 406 | Perdido LF | FL | Cantonment | Escambia | Public | Escambia County, FL | 7580000 | 2007 | Yes | 1.82 |  | 180873-0 | Operational | Project #2 | 2010-10-07 | Reciprocating Engine | Electricity | (2) Caterpillar 3520C/SR4B generator sets, requiring 600 cfm LFG each | 3.2 |  | Gulf Power Company | Gulf Power Company | 0.1446 | 0.0128
1004682 | 404 | South Dade Solid Waste Disposal Facility | FL | Homestead | Miami-Dade | Public | Miami-Dade County, FL | 13918741 | 2007 | Yes | 0.432 |  | 469-0 | Operational | Project #1 | 2013-09-01 | Reciprocating Engine | Electricity | LFG and WWTP digester gas will be co-fired to generate electricity at the WWTP |  | 0.432 | Miami-Dade Water and Sewer Departmnet | Miami-Dade County, FL | 0.0351 | 0.0031
1007898 | 409 | Springhill Regional Landfill | FL | Campbellton | Jackson | Private | Waste Management, Inc. | 6279177 | 2009 | Yes | 2.16 | 0 | 474-0 | Operational | Project #1 | 2006-03-30 | Reciprocating Engine | Electricity | 4.5 mile, 12.5 kV distribution line to the generating station, 6 Caterpillar engines | 4.8 | 2.16 | PowerSouth Energy Cooperative | WM Renewable Energy, LLC | 0.2169 | 0.0191
1005328 | 434 | Tomoka Farms Road LF | FL | Port Orange | Volusia | Public | Volusia County, FL | 7569140 |  | Yes | 2.5 | 1.24 | 499-0 | Operational | Project #1 | 1998-01-01 | Reciprocating Engine | Electricity |  | 3.6 | 1.26 | Florida Power & Light |  | 0.1626 | 0.0143
1007897 | 405 | Trail Ridge Landfill Inc. | FL | Baldwin | Duval | Public | City of Jacksonville, FL | 4677128 | 2001 | Yes | 4.99 | 0.69 | 470-0 | Operational | Project #1 | 2008-12-18 | Reciprocating Engine | Electricity | (6) Caterpillar Model G3520C 2,233 brake-horsepower engines | 9.6 | 4.3 | JEA | Aria Energy | 0.4337 | 0.0383
1001909 | 398 | Zemel Road Landfill | FL | Punta Gorda | Charlotte | Public | Charlotte County Solid Waste, FL | 1145250 | 2007 | Yes | 1.224 |  | 463-0 | Operational | Project #1 | 2011-10-14 | Reciprocating Engine | Electricity | (2) GE Jenbacher JGC420 engines initially, BioGasclean biological cleaning system reduces 1,000 ppm H2S to < 200 ppm | 2.8 |  | Orlando Utilities Commission (OUC) | Lime Energy Asset Development | 0.1265 | 0.0112
1007900 | 468 | BJ Landfill | GA | Norcross | Gwinnett | Private | Waste Management, Inc. | 4061918 | 1999 | Yes | 0.912 |  | 533-0 | Shutdown | Project #1 | 1993-01-01 | Reciprocating Engine | Electricity | (3) Caterpillar 3516s | 2.4 | 1.133 | Oglethorpe Power Corp | WM Renewable Energy, LLC | 0 | 0
1007900 | 468 | BJ Landfill | GA | Norcross | Gwinnett | Private | Waste Management, Inc. | 4061918 | 1999 | Yes | 0.912 |  | 533-1 | Operational | Project #1, De-Expansion #1 | 2010-01-01 | Reciprocating Engine | Electricity | (2) Caterpillar 3516s | 1.6 |  | Oglethorpe Power Corp | WM Renewable Energy, LLC | 0.0723 | 0.0064
1007502 | 2419 | Catoosa County MSW LF | GA | Ringgold | Catoosa | Public | Catoosa County, GA | 1401974 | 2004 | Yes | 0.291 |  | 180787-0 | Operational | Project #1 | 2012-01-01 | Reciprocating Engine | Electricity | GE Jenbacher 12-cylinder (V-12) engine | 0.36 |  | Tennessee Valley Authority (TVA) |  | 0.0163 | 0.0014
1003854 | 446 | Clayton County LF | GA | Lovejoy | Clayton | Public | Clayton County, GA | 2334334 | 2011 | Yes | 0.581 |  | 511-0 | Operational | Project #1 | 2012-09-24 | Reciprocating Engine | Electricity | (1) 1.2 MW engine and (1) 0.8 MW engine | 2 |  | Clayton County, GA |  | 0.0904 | 0.008
1006056 | 445 | Dunlap Road Phases 1,2,3,4 | GA | Winterville | Clarke | Public | Unified Government of Athens-Clarke County (ACCUG) | 2557445 | 2009 | Yes |  |  | 510-0 | Operational | Project #1 | 2013-10-04 | Reciprocating Engine | Electricity | (1) CAT 3520 | 1.6 | 0.828 | Georgia Energy Cooperative | C2i Methane Partners | 0.0723 | 0.0064
1001636 | 458 | Evergreen Landfill | GA | Valdosta | Lowndes | Private | Advanced Disposal Services | 5004895 | 2009 | Yes | 1.63 |  | 523-0 | Operational | Project #1 | 2014-05-02 | Reciprocating Engine | Electricity | (3) 1.6-MW, 2,233-BHp engines, each with rated LFG input of 30,390 ft3/hr | 4.8 |  | Green Power EMC | Energy Systems Group, LLC | 0.2169 | 0.0191
1003440 | 11981 | Fort Benning LF | GA | Fort Benning | Muscogee | Public | United States Army |  |  | Yes | 0.75 |  | 181078-0 | Operational | Project #1 | 2011-11-09 | Microturbine | Electricity | Flex Powerstation FP250 | 0.25 |  | United States Army | FlexEnergy Inc | 0.0113 | 0.001
1005638 | 448 | Seminole Road MSW Landfill | GA | Ellenwood | DeKalb | Public | DeKalb County Sanitation, GA | 11538656 | 2013 | Yes | 3.168 | 0.792 | 513-0 | Operational | Project #1 | 2006-10-12 | Reciprocating Engine | Electricity | (2) Caterpillar G3520 engines rated at 1.6 MW each | 3.2 | 1.584 | Georgia Power Company | DeKalb County Sanitation, GA | 0.1446 | 0.0128
1003983 | 457 | SR247 MSW Landfill | GA | Kathleen | Houston | Public | Houston County Board of Commissioners, GA | 2072084 | 2006 | Yes | 1.5 |  | 522-0 | Operational | Project #1 | 2011-01-11 | Reciprocating Engine | Electricity | (2) Caterpillar G3520C engines fired completely on LFG, 8,500 hrs/yr | 3 |  | Flint Energies | PowerSecure Inc. | 0.1355 | 0.012
1003569 | 444 | Superior Landfill & Recycling Center | GA | Savannah | Chatham | Private | Waste Management, Inc. | 5334189 | 2009 | Yes | 2.56 |  | 509-0 | Operational | Project #1 | 2010-05-01 | Reciprocating Engine | Electricity | (8) Caterpillar 3516s | 6.4 |  | Georgia Power Company | WM Renewable Energy, LLC | 0.2892 | 0.0255
1007124 | 461 | Veolia ES Taylor County Landfill | GA | Mauk | Taylor | Private | Waste Industries USA, Inc. | 11523633 | 2009 | Yes | 4.608 | 0 | 526-0 | Operational | Project #1 | 2003-10-01 | Reciprocating Engine | Electricity | (4) Jenbacher J320 engines at 1 MW each, initially operating at 75% capacity | 3 | 1.37 | Green Power EMC | Energy Developments, Inc | 0.1355 | 0.012
1007124 | 461 | Veolia ES Taylor County Landfill | GA | Mauk | Taylor | Private | Waste Industries USA, Inc. | 11523633 | 2009 | Yes | 4.608 | 0 | 526-1 | Operational | Project #1, Expansion #1 | 2004-05-31 | Reciprocating Engine | Electricity | (4) Jenbacher J320 engines at 1 MW each, now at full capacity | 1 |  | Green Power EMC | Energy Developments, Inc | 0.0452 | 0.004
1007124 | 461 | Veolia ES Taylor County Landfill | GA | Mauk | Taylor | Private | Waste Industries USA, Inc. | 11523633 | 2009 | Yes | 4.608 | 0 | 526-2 | Operational | Project #1, Expansion #2 | 2012-01-16 | Reciprocating Engine | Electricity | (4) GE Jenbacher J320 engines; siloxane treatment upstream of engines due to high levels of siloxanes | 4 |  | Green Power EMC | Energy Developments, Inc | 0.1807 | 0.0159
1003711 | 10404 | Wolf Creek Landfill, LLC | GA | Dry Branch | Twiggs | Private | Advanced Disposal Services | 1054865 | 2009 | Yes | 1.64 |  | 180882-0 | Operational | Project #1 | 2011-12-12 | Reciprocating Engine | Electricity | (2) GE Jenbacher J420 generator sets using 430 cfm LFG per engine | 2.8 | 1.238 | Green Power EMC | Sustainable Energy Solutions LLC | 0.1265 | 0.0112
1001949 | 631 | Cedar Rapids Linn County Solid Waste Landfill #2 | IA | Marion | Linn | Public | Cedar Rapids-Linn County Solid Waste Agency | 858000 |  | Yes | 0.466 |  | 701-0 | Operational | Project #1 | 2013-05-31 | Reciprocating Engine | Electricity | Waste heat from engine-generator sets will be captured & used to heat County's new 48,000 sq ft Resource Recovery Building | 1.6 |  | Central Iowa Power Cooperative (CIPCO) |  | 0.0723 | 0.0064
1007673 | 623 | Central Disposal Landfill | IA | Lake Mills | Winnebago | Private | Waste Management, Inc. | 4528000 |  | Yes | 2.6 | 0 | 693-0 | Operational | Project #1 | 2006-03-18 | Reciprocating Engine | Electricity | (6) Caterpillar 3516 engines, at 800 kW each | 4.8 | 2.592 | Dairyland Power Cooperative | WM Renewable Energy, LLC | 0.2169 | 0.0191
1007727 | 624 | Metro Park East Landfill | IA | Mitchellville | Polk | Public | Metro Waste Authority | 22213605 |  | Yes | 5.78 |  | 694-0 | Operational | Project #1 | 1993-01-01 | Reciprocating Engine | Electricity | (8) 1,150 HP, 16-cylinder Caterpillar 3516 engines | 6.4 |  | MidAmerican Energy Holdings Company | Bio Energy Partners | 0.2892 | 0.0255
1007727 | 624 | Metro Park East Landfill | IA | Mitchellville | Polk | Public | Metro Waste Authority | 22213605 |  | Yes | 5.78 |  | 694-1 | Construction | Project #1, Expansion #1 | 2014-02-01 | Reciprocating Engine | Electricity | (3) 20-cylinder Caterpillar 3520 engines | 4.8 |  |  |  | 0.2169 | 0.0191
1002699 | 1988 | Bannock County Landfill | ID | Pocatello | Bannock | Public | Bannock County, ID | 2000000 | 2000 | Yes | 0.438 | 0 | 167073-0 | Operational | Project #1 | 2014-04-14 | Reciprocating Engine | Electricity | (1) Cat V-20, 350 cc engine | 0.8 | 0.438 | Idaho Power Company |  | 0.0361 | 0.0032
1006763 | 2067 | Fighting Creek Farm Landfill | ID | Coeur d' Alene | Kootenai | Public | County of Kootenai | 1000000 | 2001 | Yes | 1.35 |  | 181103-0 | Operational | Project #2 | 2012-01-05 | Reciprocating Engine | Electricity | (2) Caterpillar 3520C engines | 3.2 |  | Avista Utilities | Kootenai Electric Cooperative | 0.1446 | 0.0128
1003446 | 2165 | Hidden Hollow Landfill | ID | Boise | Ada | Public | Ada County, ID |  |  | Yes | 3.82 | 2.02 | 180242-0 | Operational | Project #1 | 2006-07-31 | Reciprocating Engine | Electricity | (2) Caterpillar G-3520C gen sets rated at 1.6 MW each | 3.2 | 1.8 | Idaho Power Company |  | 0.1446 | 0.0128
1003446 | 2165 | Hidden Hollow Landfill | ID | Boise | Ada | Public | Ada County, ID |  |  | Yes | 3.82 | 2.02 | 180242-1 | Planned | Project #1, Expansion #1 | 2015-12-31 | Reciprocating Engine | Electricity | (2) CAT 3520C engines | 3.2 |  |  | Fortistar Methane Group | 0 | 0
1005985 | 494 | Advanced Disposal Zion Landfill | IL | Zion | Lake | Private | Advanced Disposal Services | 12547170 | 2009 | Yes | 6.27 |  | 559-0 | Operational | Project #1 | 2002-07-01 | Reciprocating Engine | Electricity | 4 gas engine generator sets | 5.4 | 2.9 | Commonwealth Edison Company (ComEd) | Energy Developments, Inc | 0.244 | 0.0215
1005985 | 494 | Advanced Disposal Zion Landfill | IL | Zion | Lake | Private | Advanced Disposal Services | 12547170 | 2009 | Yes | 6.27 |  | 559-1 | Operational | Project #1, Expansion #1 | 2009-01-01 | Reciprocating Engine | Electricity | 1 additional gas engine generator set | 1.4 | 0.3 | Commonwealth Edison Company (ComEd) | Energy Developments, Inc | 0.0633 | 0.0056
1003744 | 521 | Beecher Development Company Landfill | IL | Beecher | Will | Private | John Sexton Sand & Gravel; Waste Management, Inc. | 5500000 |  | Yes | 1.18 |  | 586-0 | Operational | Project #1 | 2006-06-01 | Reciprocating Engine | Electricity | (2) 1.06 MW Jenbacher engines | 2.12 |  | Commonwealth Edison Company (ComEd) | Sexton Energy LLC | 0.0958 | 0.0084
1004026 | 1864 | Brickyard Landfill Units 1 & 2 | IL | Danville | Vermilion | Private | Republic Services, Inc. | 2301000 | 2003 | Yes | 1.5 |  | 166910-0 | Operational | Project #1 | 1999-01-01 | Reciprocating Engine | Electricity | 3 J320 Jenbacher engines | 4 |  | Illinois Power Company | Biogas Energy Solutions, LLC | 0.1807 | 0.0159
1004026 | 1864 | Brickyard Landfill Units 1 & 2 | IL | Danville | Vermilion | Private | Republic Services, Inc. | 2301000 | 2003 | Yes | 1.5 |  | 166910-1 | Shutdown | Project #1, Expansion #1 | 2004-02-01 | Organic Rankine Cycle | Electricity | PureCycle technology uses the heat exhaust from the 3 J320 Jenbacher engines to generate 200 kW of electricity | 0.2 |  | Illinois Power Company | Biogas Energy Solutions, LLC | 0 | 0
| 522 | CDT LF | IL | Rockdale | Will | Private | CDT Landfill Corporation | 1596000 | 2000 | Yes | 0.5 |  | 587-0 | Operational | Project #1 | 1997-01-01 | Reciprocating Engine | Electricity |  | 1.6 |  | Commonwealth Edison Company (ComEd) | KMS Power Income Trust Fund | 0.0723 | 0.0064
1008012 | 474 | CID Recycling and Disposal Facility | IL | Chicago | Cook | Private | Waste Management, Inc. | 21690122 |  | Yes | 2.74 |  | 539-0 | Shutdown | Project #1 | 1988-01-01 | Gas Turbine | Electricity | 3 Centaur units installed in 1988, 1 removed in 1999 | 9.9 |  |  | WM Illinois Renewable Energy, LLC | 0 | 0
1008012 | 474 | CID Recycling and Disposal Facility | IL | Chicago | Cook | Private | Waste Management, Inc. | 21690122 |  | Yes | 2.74 |  | 539-1 | Operational | Project #1, De-Expansion #1 | 2000-01-01 | Gas Turbine | Electricity | 3 Centaur units installed in 1988, 1 removed in 1999 | 6.6 |  |  | WM Illinois Renewable Energy, LLC | 0.2982 | 0.0263
1007467 | 481 | Clinton Landfill Inc. | IL | Clinton | De Witt | Private | Coulter Companies, Inc. | 3800000 | 2007 | Yes | 1.88 | 0.364 | 546-0 | Operational | Project #1 | 2007-01-01 | Reciprocating Engine | Electricity | (2) Caterpillar 3520 engines with nameplate capacities of 1.6 MW each | 3.2 | 1.512 | Ameren Energy Marketing | Greenfield Energy, LLC; Palmer Capital Corporation | 0.1446 | 0.0128
1007992 | 495 | Countryside LF | IL | Grayslake | Lake | Private | Waste Management, Inc. | 6500000 | 2001 | Yes | 5.92 |  | 560-0 | Operational | Project #1 | 2000-01-01 | Reciprocating Engine | Electricity | (6) Deutz 1.3 MW engines | 7.8 |  |  | Biogas Energy Solutions, LLC | 0.3524 | 0.0311
1003743 | 1866 | Des Plaines Landfill | IL | Des Plaines | Cook | Private | Archdiocese of Chicago | 5500000 |  | Yes | 0.525 |  | 166913-0 | Operational | Project #1 | 2004-11-01 | Reciprocating Engine | Electricity | (2) 1.75 MW Jenbacher engines | 3.5 | 2.16 | Commonwealth Edison Company (ComEd) | Sexton Energy LLC | 0.1581 | 0.0139
| 496 | Dixon / GROP Landfill No. 2 | IL | Dixon | Lee | Private | Republic Services, Inc. | 1140780 | 1998 | Yes | 2.16 | 0 | 561-0 | Operational | Combination Project | 2000-01-01 | Reciprocating Engine | Electricity | 3 internal combustion generators | 4 |  | Unicom | Biogas Energy Solutions, LLC | 0.1807 | 0.0159
1007701 | 487 | Environtech LF | IL | Morris | Grundy | Private | Republic Services, Inc. | 6387000 | 2003 | Yes | 1.37 |  | 552-0 | Shutdown | Project #1 | 2000-01-01 | Reciprocating Engine | Electricity | (3) Deutz 16-cylinder engines at 1,300 kW each | 3.9 |  | Commonwealth Edison Company (ComEd) | Biogas Energy Solutions, LLC | 0 | 0
1007701 | 487 | Environtech LF | IL | Morris | Grundy | Private | Republic Services, Inc. | 6387000 | 2003 | Yes | 1.37 |  | 552-1 | Operational | Project #1, De-Expansion #1 | 2008-01-01 | Reciprocating Engine | Electricity | (2) Deutz 16-cylinder engines at 1,300 kW each | 2.6 |  | Commonwealth Edison Company (ComEd) | Biogas Energy Solutions, LLC | 0.1175 | 0.0104
1006207 | 483 | Greene Valley RDF | IL | Naperville | DuPage | Public | Forest Preserve District of DuPage County | 18707345 |  | Yes | 6 |  | 548-0 | Shutdown | Project #1 | 1996-05-01 | Gas Turbine | Electricity | originally 3 Caterpillar Solar gas turbines, each rated at 3,300 kW for a total of 9.9 MW | 9.9 |  | Commonwealth Edison Company (ComEd) | Bio Energy Partners | 0 | 0
1006207 | 483 | Greene Valley RDF | IL | Naperville | DuPage | Public | Forest Preserve District of DuPage County | 18707345 |  | Yes | 6 |  | 548-1 | Operational | Project #1, De-Expansion #1 | 2010-01-01 | Gas Turbine | Electricity | 2 Caterpillar Solar gas turbines, each rated at 3,300 kW | 6.6 |  | Commonwealth Edison Company (ComEd) | Bio Energy Partners | 0.2982 | 0.0263
1006418 | 493 | Kankakee County RDF | IL | Chebanse | Kankakee | Private | Waste Management, Inc. | 2198000 | 2003 | Yes | 0.743 |  | 558-0 | Operational | Project #1 | 1992-01-01 | Reciprocating Engine | Electricity | (2) 800-kW Caterpillar 3516s | 1.6 |  | Commonwealth Edison Company (ComEd) | WM Illinois Renewable Energy, LLC | 0.0723 | 0.0064
1003588 | 475 | Lake LF | IL | Northbrook | Cook | Private | Waste Management, Inc. | 10000000 |  | Yes | 3.08 |  | 540-0 | Shutdown | Project #1 | 1988-01-01 | Gas Turbine | Electricity | originally, 3 Centaur units installed in 1987 | 9.9 |  | Commonwealth Edison Company (ComEd) | WM Illinois Renewable Energy, LLC | 0 | 0
1003588 | 475 | Lake LF | IL | Northbrook | Cook | Private | Waste Management, Inc. | 10000000 |  | Yes | 3.08 |  | 540-1 | Operational | Project #1, De-Expansion #1 | 2010-01-01 | Gas Turbine | Electricity | 2 Centaur units | 6.6 |  | Commonwealth Edison Company (ComEd) | WM Illinois Renewable Energy, LLC | 0.2982 | 0.0263
| 476 | Land & Lakes #1 and #2 | IL | Park Ridge | Cook | Private | Land and Lakes Company | 11183620 |  | Yes |  |  | 594-0 | Operational | Combination Project | 1998-01-01 | Reciprocating Engine | Electricity | three 1 MW Jenbacher reciprocating engines | 3 |  |  | Biogas Energy Solutions, LLC | 0.1355 | 0.012
1007047 | 477 | Land & Lakes #3 | IL | Chicago | Cook | Private | Land and Lakes Company | 15000000 |  | Yes | 0.589 |  | 542-0 | Shutdown | Project #1 | 1998-01-01 | Reciprocating Engine | Electricity |  | 3.5 |  |  | Biogas Energy Solutions, LLC | 0 | 0
1007047 | 477 | Land & Lakes #3 | IL | Chicago | Cook | Private | Land and Lakes Company | 15000000 |  | Yes | 0.589 |  | 542-1 | Operational | Project #1, De-Expansion #1 | 2009-01-01 | Reciprocating Engine | Electricity |  | 1 | 0.55 |  | Biogas Energy Solutions, LLC | 0.0452 | 0.004
1008115 | 527 | Land & Lakes/Dolton LF | IL | Dolton | Cook | Private | Land and Lakes Company | 4202000 | 2003 | Yes | 0.953 |  | 594-0 | Operational | Combination Project | 1998-01-01 | Reciprocating Engine | Electricity | three 1 MW Jenbacher reciprocating engines | 3 |  |  | Biogas Energy Solutions, LLC | 0.1355 | 0.012
1006349 | 2322 | Land & Lakes/Willow Ranch Landfill | IL | Romeoville | Will | Private | Land and Lakes Company | 2000000 | 1992 | Yes | 0.385 |  | 180419-0 | Operational | Project #1 | 1998-01-01 | Reciprocating Engine | Electricity | GE-Jenbacher J 320 GS-B21, 20-cylinder, 4-stroke engine | 0.4 |  | Commonwealth Edison Company (ComEd) | Biogas Energy Solutions, LLC | 0.0181 | 0.0016
| 1857 | Lansing LF | IL | Lansing | Cook | Public | Prairie Preservation | 1300000 | 1999 | Yes |  |  | 166903-0 | Operational | Project #1 | 1997-01-01 | Reciprocating Engine | Electricity |  | 2.2 |  | Commonwealth Edison Company (ComEd) | Resource Technology Corporation | 0.0994 | 0.0088
1003627 | 2324 | Lee County Landfill | IL | Dixon | Lee | Private | Republic Services, Inc. | 4030000 | 2003 | Yes | 3.65 |  | 561-0 | Operational | Combination Project | 2000-01-01 | Reciprocating Engine | Electricity | 3 internal combustion generators | 4 |  | Unicom | Biogas Energy Solutions, LLC | 0.1807 | 0.0159
1002249 | 497 | Livingston LF | IL | Pontiac | Livingston | Private | Republic Services, Inc. | 15132820 | 2003 | Yes |  |  | 562-0 | Shutdown | Project #1 | 2001-01-01 | Gas Turbine | Electricity | (3) 5.2 MW Solar Taurus turbines | 15.6 |  | Commonwealth Edison Company (ComEd) | Resource Technology Corporation | 0 | 0
1002249 | 497 | Livingston LF | IL | Pontiac | Livingston | Private | Republic Services, Inc. | 15132820 | 2003 | Yes |  |  | 562-1 | Operational | Project #1, Re-Start | 2013-10-31 | Gas Turbine | Electricity | (3) re-furbished Solar Taurus 60 turbines | 15 | 8.5 | PJM Interconnection, LLC | Hoosier Energy REC, Inc. | 0.6777 | 0.0598
1007633 | 484 | Mallard Lake LF | IL | Hanover Park | DuPage | Public | Forest Preserve District of DuPage County | 24468450 |  | Yes | 6.55 |  | 549-0 | Operational | Project #1 | 1997-01-01 | Combined Cycle | Electricity |  | 19 |  | Commonwealth Edison Company (ComEd) |  | 0.8584 | 0.0757
1008269 | 516 | Milam Recycling and Disposal Facility | IL | East St. Louis | St. Clair | Private | Waste Management, Inc. | 16000000 | 2004 | Yes | 5.05 |  | 581-0 | Operational | Project #1 | 1991-01-01 | Reciprocating Engine | Electricity | (3) 800-kW reciprocating engines installed in 1991 and 1992 | 2.4 |  | Ameren Energy Marketing | WM Illinois Renewable Energy, LLC | 0.1084 | 0.0096
1006176 | 2315 | Prairie View RDF | IL | Wilmington | Will | Public | Will County, IL | 9000000 | 2014 | Yes | 3.312 | 0.576 | 180412-0 | Operational | Project #1 | 2011-12-09 | Reciprocating Engine | Electricity | (3) Caterpillar 3520 engines at 1.6 MW each | 4.8 | 2.736 | Commonwealth Edison Company (ComEd) | WM Renewable Energy, LLC | 0.2169 | 0.0191
1004936 | 507 | Rochelle Municipal #2 | IL | Rochelle | Ogle | Public | City of Rochelle, IL | 4000000 | 2008 | Yes | 1.72 |  | 572-0 | Operational | Project #1 | 2011-12-05 | Reciprocating Engine | Electricity | (3) Caterpillar 3520 engines; Cameron Thiopaq biological treatment system reduces H2S from 4000 ppm to < 100 ppm & produces usable byproduct elemental sulfur which can be used locally as a component of high grade fertilizer | 4.8 | 1.72 | Rochelle Municipal Utilities | William Charles Energy, LLC | 0.2169 | 0.0191
1003697 | 1874 | Roxana LF | IL | Edwardsville | Madison | Private | Republic Services, Inc. | 3252000 | 2003 | Yes | 5.31 | 3.58 | 166922-0 | Operational | Project #1 | 1997-01-01 | Reciprocating Engine | Electricity |  | 2.7 | 1.73 | Commonwealth Edison Company (ComEd) | Biogas Energy Solutions, LLC | 0.122 | 0.0108
1002493 | 491 | Settler's Hill Recycling & Disposal Facility | IL | Batavia | Kane | Public | Kane County Department of Environmental Management | 13000000 | 2004 | Yes | 4.06 |  | 556-0 | Operational | Project #1 | 1988-01-01 | Gas Turbine | Electricity | (2) Solar Centaurs | 6.6 | 3.6 | City of Geneva Municipal Utility | WM Illinois Renewable Energy, LLC | 0.2982 | 0.0263
1007702 | 529 | South Barrington Landfill | IL | South Barrington | Cook | Private | Republic Services, Inc. | 1000000 |  | Yes | 0.912 |  | 596-0 | Operational | Project #1 | 1997-01-01 | Reciprocating Engine | Electricity |  | 1.6 | 0.6 | Commonwealth Edison Company (ComEd) |  | 0.0723 | 0.0064
1004806 | 498 | Streator Area LF No. 3 | IL | Streator | Livingston | Private | Republic Services, Inc. | 2500000 | 2001 | Yes | 0.477 | 0 | 563-0 | Operational | Project #1 | 2000-01-01 | Reciprocating Engine | Electricity |  | 1 |  |  | Biogas Energy Solutions, LLC | 0.0452 | 0.004
1006204 | 518 | Tazewell RDF | IL | East Peoria | Tazewell | Private | Waste Management, Inc. | 4049900 | 2003 | Yes | 1.44 |  | 583-0 | Operational | Project #1 | 1989-01-01 | Reciprocating Engine | Electricity | (2) 800-kW Caterpillar 3516s | 1.6 |  | Ameren Energy Marketing | WM Illinois Renewable Energy, LLC | 0.0723 | 0.0064
1003696 | 511 | Upper Rock Island County LF | IL | East Moline | Rock Island | Private | Republic Services, Inc. | 2052000 | 1998 | Yes | 1.75 |  | 576-0 | Operational | Project #1 | 2000-01-01 | Reciprocating Engine | Electricity |  | 2.7 |  |  | Biogas Energy Solutions, LLC | 0.122 | 0.0108
1003742 | 1859 | Westchester Landfill | IL | Westchester | Cook | Private | Archdiocese of Chicago | 7000000 |  | Yes | 1.45 |  | 166905-0 | Operational | Project #1 | 2004-10-01 | Reciprocating Engine | Electricity | (2) 1.75 MW Jenbacher engines | 3.325 |  | Commonwealth Edison Company (ComEd) | Sexton Energy LLC | 0.1502 | 0.0133
1006335 | 492 | Woodland RDF | IL | South Elgin | Kane | Private | Waste Management, Inc. | 7800000 |  | Yes | 2.34 |  | 557-0 | Operational | Project #1 | 1992-01-01 | Reciprocating Engine | Electricity | (2) 800-kW Caterpillar 3516s | 1.6 |  | Commonwealth Edison Company (ComEd) |  | 0.0723 | 0.0064
1006335 | 492 | Woodland RDF | IL | South Elgin | Kane | Private | Waste Management, Inc. | 7800000 |  | Yes | 2.34 |  | 557-1 | Operational | Project #1, Expansion #1 | 2010-04-28 | Reciprocating Engine | Electricity | (2) 1600-kW Caterpillar 3520s | 3.2 |  | Commonwealth Edison Company (ComEd) | WM Illinois Renewable Energy, LLC | 0.1446 | 0.0128
1001639 | 532 | Blackfoot Landfill | IN | Winslow | Pike | Private | Advanced Disposal Services | 5414835 | 2009 | Yes | 1 | 0 | 599-0 | Operational | Project #1 | 2009-01-01 | Reciprocating Engine | Electricity | (2) Caterpillar G3520s | 3.2 | 1 | Vectren Energy Delivery | Energy Systems Group, LLC | 0.1446 | 0.0128
1004759 | 535 | Clark-Floyd LF | IN | Borden | Clark | Public | Clark County, IN; Floyd County, IN | 4033944 |  | Yes |  |  | 602-0 | Operational | Project #1 | 2007-09-10 | Reciprocating Engine | Electricity | (2) JGC 320 GE Jenbacher engines rated at 1,060 kW each | 2.14 | 1.152 | Hoosier Energy REC, Inc. | Hoosier Energy REC, Inc. | 0.0967 | 0.0085
1004759 | 535 | Clark-Floyd LF | IN | Borden | Clark | Public | Clark County, IN; Floyd County, IN | 4033944 |  | Yes |  |  | 602-1 | Operational | Project #1, Expansion #1 | 2009-06-01 | Reciprocating Engine | Electricity | (1) additional engine | 1.4 |  | Hoosier Energy REC, Inc. | Hoosier Energy REC, Inc. | 0.0633 | 0.0056
1007024 | 536 | County Line LF | IN | Argos | Fulton | Private | Republic Services, Inc. | 2628000 | 2001 | Yes | 4.98 |  | 603-0 | Operational | Project #1 | 2014-12-10 | Reciprocating Engine | Electricity | (4) engines | 6 |  |  | Aria Energy; Republic Services, Inc. | 0.2711 | 0.0239
1004600 | 550 | Deercroft RDF | IN | Michigan City | LaPorte | Private | Waste Management, Inc. | 10576500 |  | Yes | 2.01 |  | 617-0 | Operational | Project #1 | 1997-01-01 | Reciprocating Engine | Electricity | (4) Caterpillar 3516 engines @ ~280 cfm each | 3.2 | 1.61 | Wabash Valley Power Association | Wabash Valley Power Association | 0.1446 | 0.0128
1004600 | 550 | Deercroft RDF | IN | Michigan City | LaPorte | Private | Waste Management, Inc. | 10576500 |  | Yes | 2.01 |  | 617-1 | Operational | Project #1, Expansion #1 | 2007-09-28 | Reciprocating Engine | Electricity | (4) Caterpillar 3516 engines @ ~280 cfm each | 3.2 | 1.61 | Wabash Valley Power Association | Wabash Valley Power Association | 0.1446 | 0.0128
1007588 | 540 | Earthmovers LF | IN | Elkhart | Elkhart | Private | Waste Management, Inc. | 4091598 |  | Yes | 2.86 |  | 181039-0 | Operational | Project #2 | 2010-10-01 | Reciprocating Engine | Electricity | (6) Caterpillar 3516 engines; 5 engines to start | 4 |  | Wabash Valley Power Association | Wabash Valley Power Association | 0.1807 | 0.0159
1007671 | 547 | Jay County LF | IN | Portland | Jay | Private | Waste Management, Inc. | 1770714 |  | Yes | 1.14 |  | 614-0 | Shutdown | Project #1 | 2005-04-05 | Reciprocating Engine | Electricity | (4) Caterpillar 3516 engines @ ~280 cfm each | 3.2 | 1.61 | Wabash Valley Power Association | Wabash Valley Power Association | 0 | 0
1007671 | 547 | Jay County LF | IN | Portland | Jay | Private | Waste Management, Inc. | 1770714 |  | Yes | 1.14 |  | 614-1 | Operational | Project #1, De-Expansion #1 | 2009-01-01 | Reciprocating Engine | Electricity | (3) Caterpillar 3516 engines @ ~280 cfm each | 2.4 | 1.1 | Wabash Valley Power Association | Wabash Valley Power Association | 0.1084 | 0.0096
1007812 | 1938 | Liberty Landfill | IN | Monticello | White | Private | Waste Management, Inc. | 6022000 | 2005 | Yes | 4.92 |  | 180757-0 | Operational | Project #2 | 2005-08-01 | Reciprocating Engine | Electricity | (4) Caterpillar 3516 engines @ ~280 cfm each | 3.2 | 1.665 | Wabash Valley Power Association | Wabash Valley Power Association | 0.1446 | 0.0128
1007812 | 1938 | Liberty Landfill | IN | Monticello | White | Private | Waste Management, Inc. | 6022000 | 2005 | Yes | 4.92 |  | 180757-1 | Operational | Project #2, Expansion #1 | 2010-01-22 | Reciprocating Engine | Electricity | (4) Caterpillar 3516 engines @ ~280 cfm each | 3.2 | 1.665 | Wabash Valley Power Association | Wabash Valley Power Association | 0.1446 | 0.0128
1004021 | 553 | Munster LF | IN | Munster | Lake | Public | Town of Munster, IN | 2040688 | 2004 | Yes | 0.706 |  | 181090-0 | Operational | Project #2 | 2012-12-16 | Reciprocating Engine | Electricity | GE-Jenbacher engine | 1.1 | 0.55 | Northern Indiana Public Service Company (NIPSCO) | Energy Systems Group, LLC | 0.0497 | 0.0044
1007520 | 554 | National Serv-All LF | IN | Fort Wayne | Allen | Private | Republic Services, Inc. | 9115011 | 1999 | Yes | 6.87 |  | 200548-0 | Operational | Project #4 | 2014-05-29 | Reciprocating Engine | Electricity | 9-mile, 12-inch diameter pipeline delivers LFG to (4) CAT 3520 engines, provides 28% of plant's electricity | 6.4 |  | General Motors Company |  | 0.2892 | 0.0255
1007581 | 556 | Oak Ridge RDF | IN | Logansport | Cass | Private | Waste Management, Inc. | 3930000 | 2001 | Yes | 1.674 |  | 625-0 | Operational | Project #1 | 2003-12-01 | Reciprocating Engine | Electricity | 4 Caterpillar 3516 engines @ ~280 cfm each | 3.2 | 1.61 | Wabash Valley Power Association | Wabash Valley Power Association | 0.1446 | 0.0128
1007833 | 559 | Prairie View RDF | IN | Bremen | St. Joseph | Private | Waste Management, Inc. | 5425098 |  | Yes | 4.26 |  | 628-0 | Operational | Project #1 | 1994-09-01 | Reciprocating Engine | Electricity | (4) Caterpillar 3516 engines @ ~280 cfm each | 3.2 | 1.505 | Wabash Valley Power Association | Wabash Valley Power Association | 0.1446 | 0.0128
1005271 | 682 | Rumpke/Pendleton County LF | KY | Butler | Pendleton | Private | Rumpke | 3652667 | 2007 | Yes | 1.59 |  | 752-0 | Operational | Project #1 | 2007-02-01 | Reciprocating Engine | Electricity | (4) Caterpillar G3516s | 3.2 | 1.521 | East Kentucky Power Cooperative (EKPC) | East Kentucky Power Cooperative (EKPC) | 0.1446 | 0.0128
| 794 | Attleboro Landfill, Incorporated | MA | Attleboro | Bristol | Private | Attleboro Landfill, Incorporated | 1000000 |  | Yes | 0.72 | 0 | 864-0 | Operational | Project #1 | 1999-01-01 | Reciprocating Engine | Electricity | (2) 750-kW Caterpillar engines | 1.6 | 0.72 |  | Highland Power Co. | 0.0723 | 0.0064
1007669 | 775 | Chicopee Landfill (WMI) | MA | Chicopee | Hampden | Private | Waste Management, Inc. | 6903078 | 2009 | Yes | 4.68 |  | 845-0 | Operational | Project #1 | 2004-02-21 | Reciprocating Engine | Electricity | (3) GE Jenbacher 1.9-MW IC engines | 5.7 | 3.02 | Chicopee Electric Light | Ameresco, Inc. | 0.2575 | 0.0227
1007669 | 775 | Chicopee Landfill (WMI) | MA | Chicopee | Hampden | Private | Waste Management, Inc. | 6903078 | 2009 | Yes | 4.68 |  | 845-1 | Operational | Project #1, Expansion #1 | 2010-02-03 | Reciprocating Engine | Electricity | 1 GE Jenbacher 2.1-MW IC engine | 2.1 | 1.008 | Chicopee Electric Light | Ameresco, Inc. | 0.0949 | 0.0084
1005039 | 788 | Crapo Hill LF | MA | New Bedford | Bristol | Public | Greater New Bedford Regional Refuse Management District | 1807000 | 2013 | Yes | 1.656 | 0 | 858-0 | Operational | Project #1 | 2005-11-01 | Reciprocating Engine | Electricity | (4) Caterpillar 3516 reciprocating internal combustion engines | 3.2 | 1.656 | CommonWealth New Bedford Energy LLC | CommonWealth Resource Management Corporation | 0.1446 | 0.0128
1007547 | 778 | Fall River Landfill | MA | Fall River | Bristol | Private | Republic Services, Inc. | 5400200 |  | Yes | 3.82 |  | 180127-0 | Operational | Project #2 | 2000-01-01 | Gas Turbine | Electricity | 1 Solar gas turbine, rated at 5,244 kW | 5.244 |  | Taunton Municipal Lighting Plant |  | 0.2369 | 0.0209
1007547 | 778 | Fall River Landfill | MA | Fall River | Bristol | Private | Republic Services, Inc. | 5400200 |  | Yes | 3.82 |  | 848-0 | Operational | Project #1 | 1998-01-01 | Reciprocating Engine | Electricity | 2 Waukesha engines, rated at 1050 kW each | 2.1 |  | Taunton Municipal Lighting Plant |  | 0.0949 | 0.0084
1007894 | 1464 | Austin Community RDF | TX | Austin | Travis | Private | Waste Management, Inc. | 13228353 | 2009 | Yes | 3.28 |  | 1566-1 | Shutdown | Project #1 (Combination Project, Expansion #1) | 1998-01-01 | Reciprocating Engine | Electricity |  |  |  | Austin Energy | Toro Energy, Inc. | 0 | 0
1007894 | 1464 | Austin Community RDF | TX | Austin | Travis | Private | Waste Management, Inc. | 13228353 | 2009 | Yes | 3.28 |  | 180432-0 | Operational | Project #2 | 2007-09-01 | Reciprocating Engine | Electricity | (4) Caterpillar 3520 engines | 6.4 | 3.17 | Dell Inc. | WM Renewable Energy, LLC | 0.2892 | 0.0255
1007684 | 1822 | Baytown Landfill | TX | Baytown | Chambers | Private | Waste Management, Inc. | 6290000 | 2003 | Yes | 2.4 | 0.67 | 101885-0 | Operational | Project #1 | 2003-01-24 | Reciprocating Engine | Electricity | 4 Jenbacher 320 engines, 968 kW each | 3.9 | 1.73 | Reliant Energy |  | 0.1762 | 0.0155
1003806 | 1520 | Blue Bonnet LF | TX | Houston | Harris | Private | Waste Management, Inc. | 2526000 |  | Yes | 0.592 |  | 1597-0 | Operational | Project #1 | 2003-03-01 | Reciprocating Engine | Electricity | (2) Jenbacher 320 engines, 968 kW each | 1.936 | 0.928 | Reliant Energy |  | 0.0875 | 0.0077
1007780 | 1480 | Camelot Landfill | TX | Lewisville | Denton | Public | City of Farmers Branch, TX | 7458794 | 2008 | Yes | 1.96 |  | 1557-0 | Operational | Project #1 | 2011-02-01 | Reciprocating Engine | Electricity |  | 3.2 |  | CoServ Electric | WM Renewable Energy, LLC | 0.1446 | 0.0128
1007575 | 1460 | City of Conroe LF | TX | Conroe | Montgomery | Public | City of Conroe | 3146000 |  | Yes | 0.552 |  | 1536-0 | Operational | Project #1 | 2003-03-01 | Reciprocating Engine | Electricity | 3 Jenbacher 320 engines, 968 kW each | 2.9 |  | Reliant Energy |  | 0.131 | 0.0116
1000372 | 1805 | City of Denton Landfill | TX | Denton | Denton | Public | City of Denton, TX | 4900000 | 2010 | Yes | 0.771 | 0.121 | 180836-0 | Operational | Project #2 | 2008-12-17 | Reciprocating Engine | Electricity | (1) Caterpillar 3520 engine | 1.6 | 0.65 | Denton Municipal Electric | DTE Biomass Energy | 0.0723 | 0.0064
1000372 | 1805 | City of Denton Landfill | TX | Denton | Denton | Public | City of Denton, TX | 4900000 | 2010 | Yes | 0.771 | 0.121 | 180836-1 | Planned | Project #2, Expansion #1 | 2015-06-30 | Reciprocating Engine | Electricity |  | 1.6 |  |  |  | 0 | 0
1003646 | 1808 | Coastal Plains RDF | TX | Santa Fe | Galveston | Private | Waste Management, Inc. | 11738042 | 2009 | Yes | 4.19 |  | 101867-0 | Operational | Project #1 | 2003-01-10 | Reciprocating Engine | Electricity | 5 Jenbacher 616 engines, 1.667 MW each | 6.67 |  | Reliant Energy |  | 0.3014 | 0.0266
1003439 | 1509 | Covel Gardens RDF | TX | San Antonio | Bexar | Private | Waste Management, Inc. | 12007000 | 2004 | Yes | 6.04 |  | 1586-0 | Operational | Project #1 | 2005-12-20 | Reciprocating Engine | Electricity | (6) 1.6-MW Caterpiller 3520C reciprocating engines | 9.6 |  | CPS Energy | Energy Developments, Inc | 0.4337 | 0.0383
1005834 | 1461 | DFW Recycling & Disposal Facility | TX | Lewisville | Denton | Private | Waste Management, Inc. | 20817174 | 2009 | Yes | 7.2 |  | 1537-0 | Operational | Project #1 | 1988-01-01 | Gas Turbine | Electricity | 2 Centaur units installed, one in 1987 and one in 1995 | 3.2 |  | Electric Reliability Council of Texas [ERCOT] |  | 0.1446 | 0.0128
1005834 | 1461 | DFW Recycling & Disposal Facility | TX | Lewisville | Denton | Private | Waste Management, Inc. | 20817174 | 2009 | Yes | 7.2 |  | 1537-1 | Operational | Project #1, Expansion #1 | 2009-07-01 | Reciprocating Engine | Electricity | (4) Caterpillar 3520s | 6.4 |  | Electric Reliability Council of Texas [ERCOT] | WM Renewable Energy, LLC | 0.2892 | 0.0255
1004561 | 2415 | Fort Worth Regional LF | TX | Haltom City | Tarrant | Private | Republic Services, Inc. |  |  | Yes | 0.846 | 0.126 | 180776-0 | Operational | Project #1 | 2006-12-27 | Reciprocating Engine | Electricity | 1 Caterpillar engine | 1.6 | 0.72 |  |  | 0.0723 | 0.0064
1006291 | 1470 | McKinney Landfill | TX | McKinney | Collin | Public | North Texas Municipal Water District | 3957000 | 2003 | Yes | 1.29 |  | 1547-0 | Operational | Project #1 | 2011-05-27 | Reciprocating Engine | Electricity | Caterpillar engines | 3.2 |  | Raytheon Network Centric Systems | Montauk Energy Capital | 0.1446 | 0.0128
1007893 | 1807 | Mesquite Creek LF | TX | New Braunfels | Comal | Private | Waste Management, Inc. | 3817620 | 2004 | Yes | 1.64 |  | 101866-0 | Operational | Project #1 | 2010-12-31 | Reciprocating Engine | Electricity | (2) 1600-kW Caterpillar 3520s | 3.1 |  | New Braunfels Municipal Utility | WM Renewable Energy, LLC | 0.1401 | 0.0124
1007895 | 1505 | Security Recycling and Disposal LF | TX | Cleveland | Montgomery | Private | Waste Management, Inc. | 4014800 | 2003 | Yes | 3.42 |  | 1582-0 | Operational | Project #1 | 2003-05-01 | Reciprocating Engine | Electricity | 3 Jenbacher 616 engines, 1.667 MW each | 5 |  | Reliant Energy |  | 0.2259 | 0.0199
1007852 | 1456 | Skyline LF | TX | Ferris | Ellis | Private | Waste Management, Inc. | 8191000 | 2003 | Yes | 5.18 |  | 1532-0 | Operational | Project #1 | 2007-06-13 | Reciprocating Engine | Electricity | (4) Caterpillar 3520 engines | 6.4 | 3.4 | Electric Reliability Council of Texas [ERCOT] | WM Renewable Energy, LLC | 0.2892 | 0.0255
1006747 | 1489 | Sunset Farms Landfill | TX | Austin | Travis | Private | Republic Services, Inc. | 9600000 | 2002 | Yes | 4.51 | 2.42 | 1566-0 | Operational | Combination Project | 1996-12-01 | Reciprocating Engine | Electricity | Waukesha 7042 GLD prime mover, Kato generator, 1498 HP/1200 rpm, V12 / twin turbo w/ intercooler, lean burn technology | 3 | 2.09 | Austin Energy |  | 0.1355 | 0.012
1002471 | 1820 | Tessman Road Landfill | TX | San Antonio | Bexar | Private | Republic Services, Inc. | 11300000 | 2003 | Yes |  |  | 101883-0 | Operational | Project #1 | 2002-10-10 | Reciprocating Engine | Electricity | 4 reciprocating engines | 5.4 | 2.9 | Austin Energy | Energy Developments, Inc | 0.244 | 0.0215
1002471 | 1820 | Tessman Road Landfill | TX | San Antonio | Bexar | Private | Republic Services, Inc. | 11300000 | 2003 | Yes |  |  | 101883-1 | Operational | Project #1, Expansion #1 | 2003-05-01 | Reciprocating Engine | Electricity | 2 more engines added | 2.7 | 1.45 | Austin Energy | Energy Developments, Inc | 0.122 | 0.0108
1004646 | 1801 | Trinity Oaks Landfill | TX | Dallas | Dallas | Private | Republic Services, Inc. | 6838600 |  | Yes | 1.38 |  | 101857-0 | Operational | Project #1 | 2009-02-24 | Reciprocating Engine | Electricity |  | 3.2 |  | Southern Methodist University | Fortistar Methane Group | 0.1446 | 0.0128
1007840 | 1519 | Westside RDF | TX | Aledo | Tarrant | Private | Waste Management, Inc. | 9955600 | 2004 | Yes | 1.98 |  | 1596-0 | Operational | Project #1 | 2010-03-15 | Reciprocating Engine | Electricity | (3) 1,600-kW Caterpillar 3520s | 4.8 |  | Electric Reliability Council of Texas [ERCOT] | WM Renewable Energy, LLC | 0.2169 | 0.0191
1007282 | 1541 | Davis County Landfill | UT | Layton | Davis | Private | Wasatch Integrated Waste Management District | 4309000 | 2008 | Yes | 1.39 |  | 1618-0 | Operational | Project #1 | 2005-01-13 | Reciprocating Engine | Electricity | 3,000 foot pipeline to AFB property line, then ~6,000 feet more to 2 Caterpillar low-Btu-configured engine generator sets | 1.2 | 0.9 | Hill Air Force Base | Ameresco, Inc. | 0.0542 | 0.0048
1007282 | 1541 | Davis County Landfill | UT | Layton | Davis | Private | Wasatch Integrated Waste Management District | 4309000 | 2008 | Yes | 1.39 |  | 1618-1 | Operational | Project #1, Expansion #1 | 2008-07-01 | Reciprocating Engine | Electricity | 3,000 foot pipeline to AFB property line, then ~6,000 feet more to (1) Jenbacher 320 engine (1,057 kw) | 1.05 | 0.55 | Hill Air Force Base | Ameresco, Inc. | 0.0474 | 0.0042
1003471 | 1542 | Salt Lake Valley LF | UT | Salt Lake City | Salt Lake | Public | Salt Lake Valley Solid Waste Management Council | 11000000 | 2002 | Yes | 2.02 |  | 1619-0 | Operational | Project #1 | 2006-06-30 | Reciprocating Engine | Electricity | (2) 800 kW engines and (1) 1.6 MW engine | 3.2 | 1.4 | Murray City Power | Aria Energy; DTE Biomass Energy | 0.1446 | 0.0128
1003864 | 1543 | Trans-Jordan LF | UT | South Jordan | Salt Lake | Public | Trans-Jordan Cities, UT | 8200000 | 2011 | Yes | 2.477 | 0 | 1620-0 | Operational | Project #1 | 2009-04-01 | Reciprocating Engine | Electricity | (3) Caterpillar 3520s | 4.8 | 2.477 | Murray City Power | Granger Energy | 0.2169 | 0.0191
1011009 | 1567 | Weber County LF | UT | Ogden | Weber | Public | Weber County, UT | 3500000 |  | Yes |  |  | 1644-0 | Operational | Project #1 | 2005-01-01 | Reciprocating Engine | Electricity | Jenbacher JGS 320, rated at 1,030 kW | 1 | 0.662 | Rocky Mountain Power, Inc. | Cooler Skies Company | 0.0452 | 0.004
1007689 | 1584 | Bethel LF | VA | Hampton | Hampton city | Private | Waste Management, Inc. | 7839446 | 2009 | Yes | 3.6 | 1 | 180857-0 | Operational | Project #2 | 2008-04-18 | Reciprocating Engine | Electricity | (6) Caterpillar 3516 engines | 4.8 | 2.6 | PJM Interconnection, LLC | WM Renewable Energy, LLC | 0.2169 | 0.0191
1007680 | 2333 | Brunswick Waste Management Facility | VA | Lawrenceville | Brunswick | Private | Republic Services, Inc. | 7500000 | 2003 | Yes | 3.99 | 0.745 | 180429-0 | Operational | Project #1 | 2007-12-06 | Reciprocating Engine | Electricity | Detroit Diesel engines, installing 11 MW capacity (8 MW total capacity now) | 5.83 | 3.24 | PJM Interconnection, LLC | INGENCO | 0.2634 | 0.0232
1007583 | 1575 | Charles City County SLF | VA | Charles City | Charles City | Private | Waste Management, Inc. | 13562596 | 2009 | Yes | 4.03 |  | 180276-0 | Operational | Project #2 | 2004-03-01 | Reciprocating Engine | Electricity |  | 3 |  | PJM Interconnection, LLC | INGENCO | 0.1355 | 0.012
1007583 | 1575 | Charles City County SLF | VA | Charles City | Charles City | Private | Waste Management, Inc. | 13562596 | 2009 | Yes | 4.03 |  | 180276-1 | Operational | Project #2, Expansion #1 | 2007-01-01 | Reciprocating Engine | Electricity |  | 1.92 |  |  | INGENCO | 0.0867 | 0.0077
1007443 | 2060 | Corral Farm Landfill | VA | Warrenton | Fauquier | Public | Fauquier County, VA | 1240495 | 2005 | Yes | 0.648 | 0 | 180102-0 | Operational | Project #1 | 2004-05-01 | Reciprocating Engine | Electricity | (2) Waukesha VHP5904LTD gensets, 1 MW each | 1.5 | 0.648 | Dominion Virginia Power | Fauquier Landfill Gas, LLC | 0.0678 | 0.006
| 1582 | Frederick County - Winchester SLF | VA | Winchester | Frederick | Public | City of Winchester, VA; County of Frederick, VA | 1470160 | 1993 | Yes | 0.144 |  | 181061-0 | Operational | Combination Project - Project #2 | 2010-11-04 | Reciprocating Engine | Electricity | (2) GE Jenbacher J320 engines | 2.1 | 0.9865 | PJM Interconnection, LLC | County of Frederick, VA | 0.0949 | 0.0084
1004247 | 1583 | Frederick County SLF | VA | Winchester | Frederick | Public | County of Frederick, VA | 3664945 | 2010 | Yes | 0.864 |  | 181061-0 | Operational | Combination Project - Project #2 | 2010-11-04 | Reciprocating Engine | Electricity | (2) GE Jenbacher J320 engines | 2.1 | 0.9865 | PJM Interconnection, LLC | County of Frederick, VA | 0.0949 | 0.0084
1002110 | 1580 | I-95 Landfill | VA | Lorton | Fairfax | Public | County of Fairfax, VA | 20229000 |  | Yes | 3.43 |  | 1657-0 | Operational | Project #1 | 1991-01-01 | Reciprocating Engine | Electricity | LFG is compressed and conditioned to remove moisture, trap foreign matter, and cool it to fuel four Caterpillar 3516 engines | 3.2 | 1.656 | Dominion Virginia Power | Aria Energy | 0.1446 | 0.0128
1002110 | 1580 | I-95 Landfill | VA | Lorton | Fairfax | Public | County of Fairfax, VA | 20229000 |  | Yes | 3.43 |  | 1657-1 | Operational | Project #1, Expansion #1 | 1993-01-01 | Reciprocating Engine | Electricity | LFG is compressed and conditioned to remove moisture, trap foreign matter, and cool it to fuel four Caterpillar 3516 engines | 3.2 | 1.656 | Dominion Virginia Power | Aria Energy | 0.1446 | 0.0128
1006300 | 2444 | King and Queen Landfill | VA | Little Plymouth | King and Queen | Public | King and Queen County, VA |  |  | Yes | 6.09 |  | 180812-0 | Operational | Project #1 | 2007-12-07 | Reciprocating Engine | Electricity | Detroit Diesel engines | 5.96 | 3.312 | PJM Interconnection, LLC | INGENCO | 0.2693 | 0.0238
1007674 | 2071 | King George Landfill Inc. | VA | King George | King George | Public | King George County, VA | 11400000 | 2010 | Yes | 10.08 |  | 180122-0 | Operational | Project #1 | 2010-05-01 | Gas Turbine | Electricity | (3) Solar Centaur gas turbines | 9.3 |  | PJM Interconnection, LLC | WM Renewable Energy, LLC | 0.4202 | 0.0371
1007674 | 2071 | King George Landfill Inc. | VA | King George | King George | Public | King George County, VA | 11400000 | 2010 | Yes | 10.08 |  | 180122-1 | Operational | Project #1, Expansion #1 | 2011-01-01 | Gas Turbine | Electricity | (1) turbine | 3.1 |  | PJM Interconnection, LLC | WM Renewable Energy, LLC | 0.1401 | 0.0124
1007674 | 2071 | King George Landfill Inc. | VA | King George | King George | Public | King George County, VA | 11400000 | 2010 | Yes | 10.08 |  | 180122-2 | Planned | Project #1, Expansion #2 | 2013-12-31 | Cogeneration | Electricity | heat recovery from turbines will provide steam to greenhouse, offsetting fuel oil use; leachate concentrator (60,000 gpd from turbine exhaust) and installation of steam turbine power generation (2 MW from turbine exhaust) | 0 |  |  |  | 0 | 0
1007610 | 1571 | Maplewood Recycling & Waste Disposal | VA | Jetersville | Amelia | Private | Waste Management, Inc. | 3800000 | 2002 | Yes | 3.23 |  | 1648-0 | Operational | Project #1 | 2002-01-01 | Reciprocating Engine | Electricity | 36 engines burn a blend of 70% LFG and 30% diesel, each producing 350 kW, peaking plant is expandable to 48 engines | 4.2 |  | PJM Interconnection, LLC | INGENCO | 0.1898 | 0.0167
1007610 | 1571 | Maplewood Recycling & Waste Disposal | VA | Jetersville | Amelia | Private | Waste Management, Inc. | 3800000 | 2002 | Yes | 3.23 |  | 1648-1 | Operational | Project #1, Expansion #1 | 2007-01-01 | Reciprocating Engine | Electricity |  | 1.5 |  | PJM Interconnection, LLC | INGENCO | 0.0678 | 0.006
1004565 | 1588 | Martinsville SLF | VA | Martinsville | Henry | Public | City of Martinsville, VA | 1740000 |  | Yes | 0.345 |  | 1667-0 | Operational | Project #1 | 2012-02-29 | Reciprocating Engine | Electricity | GE Jenbacher engine | 1.06 |  | City of Martinsville, VA | Dominion Energy, Inc. | 0.0479 | 0.0042
1005096 | 2132 | Mid-County Landfill | VA | Christiansburg | Montgomery | Public | Montgomery Regional Solid Waste Authority, VA | 1300000 | 2000 | Yes | 0.21 | 0.05 | 180196-0 | Operational | Project #1 | 2010-11-11 | Reciprocating Engine | Electricity | Waukesha F18GLD spark-ignition prime mover & 265 kW generator plus 75 kW generator, minimal LFG pre-treatment (2 particulate removal filtration unit operations and one after-cooler) | 0.25 | 0.16 | Appalachian Power Company (APCo) | Green kW Energy, Inc. | 0.0113 | 0.001
1007635 | 2072 | Middle Peninsula Landfill | VA | Saluda | Gloucester | Private | Waste Management, Inc. | 1500000 | 2001 | Yes | 3.05 |  | 180123-0 | Operational | Project #1 | 2009-09-01 | Reciprocating Engine | Electricity | (8) Caterpillar 3516s | 6.4 |  | PJM Interconnection, LLC | WM Renewable Energy, LLC | 0.2892 | 0.0255
1007662 | 2133 | New River Solid Waste Management Facility | VA | Dublin | Pulaski | Public | New River Resource Authority (NRRA) | 1305343 | 2008 | Yes | 0.969 | 0.969 | 180197-0 | Operational | Project #1 | 2015-01-31 | Reciprocating Engine | Electricity | Detroit Diesel engines co-fired with #2 fuel oil (about 5%) | 2 |  | PJM Interconnection, LLC | INGENCO | 0.0904 | 0.008
1006252 | 2075 | Old Dominion LF | VA | Richmond | Henrico | Private | Republic Services, Inc. |  |  | Yes | 4.15 | 0.646 | 180130-0 | Operational | Project #1 | 2012-01-04 | Reciprocating Engine | Electricity | (4) Caterpillar low-emission G3520 engines | 6.4 | 3.5 | Old Dominion Electric Cooperative | Fortistar Methane Group | 0.2892 | 0.0255
1007753 | 787 | Fitchburg-Westminster LF | MA | Westminster | Worcester | Private | Waste Management, Inc. | 4254300 |  | Yes |  |  | 180847-0 | Operational | Project #2 | 2007-08-01 | Reciprocating Engine | Electricity | (2) Caterpillar 3520 engines at 472 cfm per engine | 3.2 | 1.36 | New England Power Pool (NEPOOL) | WM Renewable Energy, LLC | 0.1446 | 0.0128
1007753 | 787 | Fitchburg-Westminster LF | MA | Westminster | Worcester | Private | Waste Management, Inc. | 4254300 |  | Yes |  |  | 180847-1 | Operational | Project #2, Expansion #1 | 2008-12-01 | Reciprocating Engine | Electricity | (1) 1600-kW Caterpillar 3520 | 1.6 |  | New England Power Pool (NEPOOL) | WM Renewable Energy, LLC | 0.0723 | 0.0064
1007753 | 787 | Fitchburg-Westminster LF | MA | Westminster | Worcester | Private | Waste Management, Inc. | 4254300 |  | Yes |  |  | 857-0 | Operational | Project #1 | 1997-01-01 | Steam Turbine | Electricity | LFG is supplemental fuel to wood waste plant | 2.09 | 1.56 | Pine Tree Biogas | Fortistar Methane Group | 0.0944 | 0.0083
1007685 | 779 | Granby SLF | MA | Granby | Hampshire | Private | Waste Management, Inc. | 2995829 |  | Yes | 1.99 |  | 849-0 | Operational | Project #1 | 2001-10-15 | Reciprocating Engine | Electricity | 4 engines originally (415 kW and 260 cfm each) | 1.66 |  | Constellation | Industrial Power Services Corporation | 0.075 | 0.0066
1007685 | 779 | Granby SLF | MA | Granby | Hampshire | Private | Waste Management, Inc. | 2995829 |  | Yes | 1.99 |  | 849-1 | Operational | Project #1, Expansion #1 | 2004-09-01 | Reciprocating Engine | Electricity | 5th 415 kW engine added (260 cfm) | 0.415 |  | Constellation | Industrial Power Services Corporation | 0.0187 | 0.0017
1007685 | 779 | Granby SLF | MA | Granby | Hampshire | Private | Waste Management, Inc. | 2995829 |  | Yes | 1.99 |  | 849-2 | Operational | Project #1, Expansion #2 | 2005-01-01 | Reciprocating Engine | Electricity | 6th and 7th engines added (415 kW and 260 cfm each) | 0.83 |  | Constellation | Industrial Power Services Corporation | 0.0375 | 0.0033
1007685 | 779 | Granby SLF | MA | Granby | Hampshire | Private | Waste Management, Inc. | 2995829 |  | Yes | 1.99 |  | 849-3 | Operational | Project #1, Expansion #3 | 2008-06-01 | Reciprocating Engine | Electricity | 8th engine (415 kW and 260 cfm) | 0.415 |  | Constellation | Industrial Power Services Corporation | 0.0187 | 0.0017
1005213 | 10660 | Haverhill Landfill | MA | Haverhill | Essex | Private | Covanta Energy |  |  | Yes | 0.72 |  | 180922-0 | Operational | Project #1 | 2008-01-01 | Reciprocating Engine | Electricity |  | 1.6 |  |  | Covanta Energy | 0.0723 | 0.0064
| 801 | Lowell LF | MA | Lowell | Middlesex | Public | City of Lowell, MA | 1335800 |  | Yes | 0.2 | 0 | 871-0 | Shutdown | Project #1 | 1997-01-01 | Reciprocating Engine | Electricity | originally (2) Caterpillar 3516 engines | 1.6 | 0.4 | ISO - New England | American Gas Co.; Hudson Bank | 0 | 0
| 801 | Lowell LF | MA | Lowell | Middlesex | Public | City of Lowell, MA | 1335800 |  | Yes | 0.2 | 0 | 871-1 | Operational | Project #1, De-Expansion #1 | 2003-01-01 | Reciprocating Engine | Electricity | (1) Caterpillar 3516 | 0.8 | 0.2 | ISO - New England | American Gas Co.; Hudson Bank | 0.0361 | 0.0032
1003587 | 773 | Martone Landfill | MA | Barre | Worcester | Private | Waste Management, Inc. | 1671070 |  | Yes | 0.826 |  | 843-0 | Operational | Project #1 | 1995-01-01 | Reciprocating Engine | Electricity |  | 1 |  | ISO - New England | Biogas Energy Solutions, LLC | 0.0452 | 0.004
1002593 | 1835 | Northampton Landfill | MA | Northampton | Hampshire | Public | City of Northampton, DPW, MA | 2900000 | 2013 | Yes | 0.79 | 0.286 | 166408-0 | Operational | Project #1 | 2008-03-13 | Reciprocating Engine | Electricity | (1) Caterpillar engine | 0.8 | 0.504 | National Grid Electric | Ameresco, Inc.; City of Northampton, DPW, MA | 0.0361 | 0.0032
1004557 | 785 | Plainville LF | MA | Plainville | Norfolk | Private | Republic Services, Inc. | 7095200 |  | Yes | 1.49 |  | 180226-0 | Shutdown | Project #2 | 2003-03-01 | Reciprocating Engine | Electricity | (7) Caterpillar G3516 LE engines | 5.3 |  | Plainville Generating Company | DTE Biomass Energy | 0 | 0
1004557 | 785 | Plainville LF | MA | Plainville | Norfolk | Private | Republic Services, Inc. | 7095200 |  | Yes | 1.49 |  | 180226-1 | Shutdown | Project #2, De-Expansion #1 | 2006-01-01 | Reciprocating Engine | Electricity | (6) Caterpillar G3516 LE engines | 4.7 | 2.6 | Plainville Generating Company | DTE Biomass Energy | 0 | 0
1004557 | 785 | Plainville LF | MA | Plainville | Norfolk | Private | Republic Services, Inc. | 7095200 |  | Yes | 1.49 |  | 180226-2 | Shutdown | Project #2, De-Expansion #2 | 2008-01-01 | Reciprocating Engine | Electricity | (5) Caterpillar G3516 LE engines | 3.7 | 2.2 | Plainville Generating Company | DTE Biomass Energy | 0 | 0
1004557 | 785 | Plainville LF | MA | Plainville | Norfolk | Private | Republic Services, Inc. | 7095200 |  | Yes | 1.49 |  | 180226-3 | Shutdown | Project #1, De-Expansion #3 | 2011-01-01 | Reciprocating Engine | Electricity | (4) Caterpillar G3516 LE engines | 2.4 | 1.27 | Plainville Generating Company | DTE Biomass Energy | 0 | 0
1004557 | 785 | Plainville LF | MA | Plainville | Norfolk | Private | Republic Services, Inc. | 7095200 |  | Yes | 1.49 |  | 180226-4 | Operational | Project #1, De-Expansion #4 | 2014-01-01 | Reciprocating Engine | Electricity | (3) Caterpillar G3516 LE engines | 2.1 | 1.15 | Plainville Generating Company | DTE Biomass Energy | 0.0949 | 0.0084
| 10641 | Quarry Hills Soils LF | MA | Quincy | Norfolk | Private | Quarry Hills Associates Inc. |  |  | Yes |  |  | 180921-0 | Operational | Project #1 | 2009-03-30 | Reciprocating Engine | Electricity | Guascor Engine Model SFGLD | 0.6 |  | Harvard University | Quarry Energy Corp. | 0.0271 | 0.0024
1005254 | 10100 | Southbridge Recycling & Disposal Park | MA | Southbridge | Worcester | Public | Town of Southbridge, MA | 3100000 | 2011 | Yes | 1.59 |  | 180834-0 | Operational | Project #1 | 2012-01-03 | Reciprocating Engine | Electricity | (1) CAT 3520 engine powering flare and maintenance shop initially; SulfaTreat system removes H2S | 1.6 |  | National Grid Electric | Casella Waste Systems, Inc. | 0.0723 | 0.0064
1005254 | 10100 | Southbridge Recycling & Disposal Park | MA | Southbridge | Worcester | Public | Town of Southbridge, MA | 3100000 | 2011 | Yes | 1.59 |  | 180834-1 | Planned | Project #1, Expansion #1 | 2016-09-03 | Reciprocating Engine | Electricity | (1) CAT 3520 engine | 1.6 |  |  | Casella Waste Systems, Inc. | 0 | 0
1003532 | 786 | Taunton SLF | MA | Taunton | Bristol | Private | Waste Management, Inc. | 1611694 |  | Yes | 1.51 |  | 856-0 | Operational | Project #1 | 1997-01-01 | Reciprocating Engine | Electricity |  | 1.9 | 1 | Taunton Municipal Lighting Plant |  | 0.0858 | 0.0076
1003532 | 786 | Taunton SLF | MA | Taunton | Bristol | Private | Waste Management, Inc. | 1611694 |  | Yes | 1.51 |  | 856-1 | Operational | Project #1, Expansion #1 | 2011-06-30 | Reciprocating Engine | Electricity | (2) Caterpillar 3516 engines | 1.6 |  | Taunton Municipal Lighting Plant | Fortistar Methane Group | 0.0723 | 0.0064
1003393 | 10780 | West Street Landfill | MA | Gardner | Worcester | Public | City of Gardner, MA | 2780000 | 2005 | Yes | 0.265 | 0 | 180930-0 | Operational | Project #1 | 2010-03-01 | Reciprocating Engine | Electricity | (2) Caterpillar engines (0.81 MW capacity each) installed but only one runs at a time | 0.5 |  | Templeton Municipal Lighting Plant | Seaman Energy LLC | 0.0226 | 0.002
| 2197 | Westfield Landfill | MA | Westfield | Hampden | Public | City of Westfield |  |  | Yes |  |  | 180280-0 | Operational | Project #1 | 2004-06-11 | Reciprocating Engine | Electricity | one engine | 0.24 |  | Westfield Gas & Electric | City of Westfield | 0.0108 | 0.001
1007291 | 734 | Alpha Ridge SLF | MD | Marriottsville | Howard | Public | Howard County, MD | 2276586 | 2009 | Yes | 0.86 | 0.39 | 804-0 | Operational | Project #1 | 2012-09-21 | Reciprocating Engine | Electricity | GE-Jenbacher generator; Plant provides power for the LFG energy system itself, the GCCS and flare station, a new electric vehicle charging station; the remainder goes to the grid | 1.059 | 0.47 | Howard County, MD; PJM Interconnection, LLC | Pepco Energy Services, Inc. | 0.0478 | 0.0042
1002655 | 741 | Brown Station Road Sanitary Landfill | MD | Upper Marlboro | Prince George's | Public | Prince George's County, MD | 6964110 | 2009 | Yes | 4.81 | 0.396 | 166975-0 | Operational | Project #2 | 1987-04-20 | Reciprocating Engine | Electricity | LFG fuels (3) 850-kW Waukesha engines at County Correctional Center | 2.55 | 1.33 | PJM Interconnection, LLC; Prince George's County Correctional Center | Prince George's County, MD | 0.1152 | 0.0102
1002655 | 741 | Brown Station Road Sanitary Landfill | MD | Upper Marlboro | Prince George's | Public | Prince George's County, MD | 6964110 | 2009 | Yes | 4.81 | 0.396 | 166975-1 | Operational | Project #2, Expansion #1 | 2003-12-01 | Reciprocating Engine | Electricity | LFG fuels (4) 1,050-kW Waukesha engines located at the landfill | 3.5 | 1.75 | PJM Interconnection, LLC; Prince George's County, MD | Prince George's County, MD | 0.1581 | 0.0139
1005295 | 738 | Central SLF | MD | Newark | Worcester | Public | Worcester County, MD | 1244656 | 2009 | Yes |  |  | 808-0 | Operational | Project #1 | 2008-06-01 | Reciprocating Engine | Electricity | (2) Waukesha engine generators, each designed to use 350 cfm of LFG and generate 1 MW | 2 | 1 | Old Dominion Electric Cooperative | Curtis Engine & Equipment, Inc.; Worcester County, MD | 0.0904 | 0.008
1004330 | 745 | Eastern Sanitary Landfill Solid Waste Management Facility (ESL) | MD | White Marsh | Baltimore | Public | Baltimore County, MD | 5213000 | 2009 | Yes | 1.7 |  | 815-0 | Operational | Project #1 | 2006-09-01 | Reciprocating Engine | Electricity | (3) engines | 3 | 1.7 | Pepco Energy Services, Inc. | Pepco Energy Services, Inc. | 0.1355 | 0.012
1003432 | 748 | Gude LF | MD | Rockville | Montgomery | Public | Montgomery County, MD | 4800000 |  | Yes | 1.03 | 0.53 | 180877-0 | Operational | Project #2 | 2009-07-13 | Reciprocating Engine | Electricity | 1 GE Jenbacher JGS 316 | 0.8 | 0.5 | Pepco Energy Services, Inc. | Northeast Maryland Waste Disposal Authority, MD; SCS Engineers | 0.0361 | 0.0032
1002002 | 754 | Millersville SLF | MD | Severn | Anne Arundel | Public | Anne Arundel County Bureau of Waste Management Services, MD | 2888404 | 2009 | Yes | 1.99 |  | 824-0 | Operational | Project #1 | 2012-06-27 | Reciprocating Engine | Electricity | (2) Caterpillar G3520 engines | 3.2 | 1.74 | PJM Interconnection, LLC | Northeast Maryland Waste Disposal Authority, MD | 0.1446 | 0.0128
1007029 | 756 | Newland Park SLF | MD | Salisbury | Wicomico | Public | Wicomico County, MD | 1238743 | 2009 | Yes | 1 |  | 826-0 | Operational | Project #1 | 2007-04-23 | Reciprocating Engine | Electricity | (9) 350-kW Detroit Diesel Series 60 dual-fuel (LFG & No. 2 Fuel Oil) engines, high gas fraction mode with LFG at 86-91%, facility output between 1.25 - 2 MW, 6,000 to 8,500 hours/year | 2.59 | 1.44 | PJM Interconnection, LLC | INGENCO | 0.117 | 0.0103
1003469 | 759 | Oaks SLF | MD | Laytonsville | Montgomery | Public | Montgomery County, MD | 6874060 |  | Yes | 1.31 |  | 180398-0 | Operational | Project #2 | 2009-07-13 | Reciprocating Engine | Electricity | 1 Caterpillar 3520 and 1 GE Jenbacher JGS 316 | 2.4 | 1.309 | Pepco Energy Services, Inc. | Northeast Maryland Waste Disposal Authority, MD; SCS Engineers | 0.1084 | 0.0096
1005873 | 764 | Reich's Ford Road SLF | MD | Frederick | Frederick | Public | Frederick County, MD | 3940387 | 2009 | Yes | 1.33 | 0 | 834-0 | Operational | Project #1 | 2010-05-31 | Reciprocating Engine | Electricity | (2) GE Jenbacher GS 320 engines | 2.12 | 1.23 | PJM Interconnection, LLC | Energenic-US, LLC; Frederick County, MD; Northeast Maryland Waste Disposal Authority, MD | 0.0958 | 0.0084
1007646 | 2250 | Crossroads LF | ME | Norridgewock | Somerset | Private | Waste Management, Inc. | 6804464 | 2009 | Yes | 1.44 |  | 180338-0 | Operational | Project #1 | 2009-03-06 | Reciprocating Engine | Electricity | (2) Caterpillar 3520s | 3.2 |  | New England Power Pool (NEPOOL) | WM Renewable Energy, LLC | 0.1446 | 0.0128
1005252 | 2259 | Pine Tree Landfill | ME | Hampden | Penobscot | Private | Casella Waste Systems, Inc. | 3420000 | 2005 | Yes | 1.14 |  | 180347-0 | Operational | Project #1 | 2008-02-01 | Reciprocating Engine | Electricity | (3) 1.3 MW GE Jenbacher J320 engine generators, unique hydrogen sulfide treatment system (bacteria from volcanic vents in ocean) | 3.9 |  | Bangor Hydro Electric Company | Casella Waste Systems, Inc. | 0.1762 | 0.0155
1001991 | 1902 | Adrian Landfill | MI | Adrian | Lenawee | Private | Republic Services, Inc. | 1000000 | 1998 | Yes | 1.67 |  | 166952-0 | Operational | Project #1 | 1994-12-01 | Reciprocating Engine | Electricity | three Caterpillar 3516 reciprocating engine generator sets | 2.4 | 1.3 | Consumers Energy | Aria Energy; DTE Biomass Energy | 0.1084 | 0.0096
1006178 | 1878 | Ann Arbor SLF Phase I & II | MI | Ann Arbor | Washtenaw | Public | City of Ann Arbor | 2740000 |  | Yes | 0.343 |  | 166926-0 | Shutdown | Project #1 | 1998-04-22 | Reciprocating Engine | Electricity | (2) Caterpillar 3516 engines | 1.6 | 1 | DTE Energy | Aria Energy; CTR | 0 | 0
1006178 | 1878 | Ann Arbor SLF Phase I & II | MI | Ann Arbor | Washtenaw | Public | City of Ann Arbor | 2740000 |  | Yes | 0.343 |  | 166926-1 | Operational | Project #1, De-Expansion #1 | 2009-01-01 | Reciprocating Engine | Electricity | (1) Caterpillar 3516 engine | 0.8 | 0.576 | DTE Energy | Aria Energy | 0.0361 | 0.0032
1008034 | 1879 | Arbor Hills Landfill | MI | Northville | Washtenaw | Private | Advanced Disposal Services | 40629985 | 2009 | Yes | 11 |  | 166927-0 | Operational | Project #1 | 1996-01-01 | Combined Cycle | Electricity | After moisture removal, LFG fuels (3) Siemens gas turbines rated at 4.5 MW each which drive (3) electrical generators, turbines' waste heat is elevated in temperature by (3) duct burners to drive a 10-MW steam turbine which drives an electrical generator | 23.5 |  | DTE Energy |  | 1.0617 | 0.0937
1008034 | 1879 | Arbor Hills Landfill | MI | Northville | Washtenaw | Private | Advanced Disposal Services | 40629985 | 2009 | Yes | 11 |  | 166927-1 | Operational | Project #1, Expansion #1 | 2007-01-01 | Gas Turbine | Electricity | Solar Taurus simple-cycle turbine rated at 4.3 MW | 4.3 |  | DTE Energy | Fortistar Methane Group | 0.1943 | 0.0171
1006132 | 2068 | Autumn Hills Recycling & Disposal Facility | MI | Zeeland | Ottawa | Private | Waste Management, Inc. | 3000000 | 2001 | Yes | 3.1 |  | 181048-0 | Operational | Project #2 | 2009-07-24 | Reciprocating Engine | Electricity | (1) Caterpillar 3516 engine | 0.8 |  | City of Zeeland Board of Public Works | North American Natural Resources, Inc. (NANR) | 0.0361 | 0.0032
1002489 | 1891 | Brent Run Landfill | MI | Montrose | Genesee | Private | Waste Connections Inc. - Central Region | 2000000 | 1999 | Yes | 3.02 |  | 166941-0 | Operational | Project #1 | 1998-10-01 | Reciprocating Engine | Electricity | (2) CAT 3516 engines | 1.6 | 0.86 | Michigan Public Power Agency (MPPA) | Granger Energy | 0.0723 | 0.0064
1002489 | 1891 | Brent Run Landfill | MI | Montrose | Genesee | Private | Waste Connections Inc. - Central Region | 2000000 | 1999 | Yes | 3.02 |  | 166941-1 | Operational | Project #1, Expansion #1 | 2010-01-01 | Reciprocating Engine | Electricity | (1) CAT G3512 | 0.6 |  | Michigan Public Power Agency (MPPA) | Granger Energy | 0.0271 | 0.0024
1002489 | 1891 | Brent Run Landfill | MI | Montrose | Genesee | Private | Waste Connections Inc. - Central Region | 2000000 | 1999 | Yes | 3.02 |  | 166941-2 | Operational | Project #1, Expansion #2 | 2012-01-01 | Reciprocating Engine | Electricity | (2) CAT G3520C engines | 3.2 |  | Michigan Public Power Agency (MPPA) | Granger Energy | 0.1446 | 0.0128
1003620 | 1900 | C&C Landfill | MI | Marshall | Calhoun | Private | Republic Services, Inc. | 6876300 | 2000 | Yes | 3.8 |  | 166950-0 | Operational | Project #1 | 1995-01-01 | Reciprocating Engine | Electricity | (3) Waukesha VHP7100GL units | 2.7 |  | Consumers Energy |  | 0.122 | 0.0108
1003620 | 1900 | C&C Landfill | MI | Marshall | Calhoun | Private | Republic Services, Inc. | 6876300 | 2000 | Yes | 3.8 |  | 166950-1 | Operational | Project #1, Expansion #1 | 2007-03-01 | Gas Turbine | Electricity | Solar Centaur turbine | 2.5 |  | Consumers Energy |  | 0.1129 | 0.01
1007521 | 1892 | Carleton Farms Landfill | MI | New Boston | Wayne | Private | Republic Services, Inc. | 1000000 | 2000 | Yes | 6.41 | 0.65 | 166942-0 | Operational | Project #1 | 1998-07-01 | Reciprocating Engine | Electricity | 5 Caterpillar 3516 engine generator sets originally in July 1998 (4.0 MW), then added 3 more gensets in August 1999 (2.4 MW), 2 more in 2003 (1.6 MW), and 4 more in 2005 (3.2 MW) | 4 |  | DTE Energy | Aria Energy | 0.1807 | 0.0159
1007521 | 1892 | Carleton Farms Landfill | MI | New Boston | Wayne | Private | Republic Services, Inc. | 1000000 | 2000 | Yes | 6.41 | 0.65 | 166942-1 | Operational | Project #1, Expansion #1 | 1999-08-01 | Reciprocating Engine | Electricity | 5 Caterpillar 3516 engine generator sets originally in July 1998 (4.0 MW), then added 3 more gensets in August 1999 (2.4 MW), 2 more in 2003 (1.6 MW), and 4 more in 2005 (3.2 MW) | 2.4 |  | DTE Energy | Aria Energy | 0.1084 | 0.0096
1007521 | 1892 | Carleton Farms Landfill | MI | New Boston | Wayne | Private | Republic Services, Inc. | 1000000 | 2000 | Yes | 6.41 | 0.65 | 166942-2 | Operational | Project #1, Expansion #2 | 2003-01-01 | Reciprocating Engine | Electricity | 5 Caterpillar 3516 engine generator sets originally in July 1998 (4.0 MW), then added 3 more gensets in August 1999 (2.4 MW), 2 more in 2003 (1.6 MW), and 4 more in 2005 (3.2 MW) | 1.6 |  | DTE Energy | Aria Energy | 0.0723 | 0.0064
1007521 | 1892 | Carleton Farms Landfill | MI | New Boston | Wayne | Private | Republic Services, Inc. | 1000000 | 2000 | Yes | 6.41 | 0.65 | 166942-3 | Operational | Project #1, Expansion #3 | 2005-01-01 | Reciprocating Engine | Electricity | 5 Caterpillar 3516 engine generator sets originally in July 1998 (4.0 MW), then added 3 more gensets in August 1999 (2.4 MW), 2 more in 2003 (1.6 MW), and 4 more in 2005 (3.2 MW) | 3.2 |  | DTE Energy | Aria Energy | 0.1446 | 0.0128
1007932 | 1881 | City Sand & Landfill, Inc. | MI | Belleville | Wayne | Private | Waste Management, Inc. | 13600000 |  | Yes | 0.765 |  | 166929-0 | Shutdown | Project #1 | 1992-07-01 | Reciprocating Engine | Electricity | 10 Caterpillar 3516 spark ignited turbo charged and aftercooled lean burn engine gensets originally | 7.6 |  | DTE Energy | Aria Energy | 0 | 0
1007932 | 1881 | City Sand & Landfill, Inc. | MI | Belleville | Wayne | Private | Waste Management, Inc. | 13600000 |  | Yes | 0.765 |  | 166929-1 | Operational | Project #1, De-Expansion #1 | 2008-01-01 | Reciprocating Engine | Electricity | (2) Caterpillar 3516 spark ignited turbo charged and aftercooled lean burn engine gensets | 1.6 | 0.7 | DTE Energy | Aria Energy | 0.0723 | 0.0064
1003259 | 1936 | Eagle Valley Landfill | MI | Lake Orion | Oakland | Private | Waste Management, Inc. | 5700000 | 2002 | Yes | 4.94 | 2.132 | 181067-0 | Operational | Project #2 | 2011-09-22 | Reciprocating Engine | Electricity | (2) Caterpillar 20-cylinder engines | 3.2 | 1.728 | DTE Energy |  | 0.1446 | 0.0128
1002720 | 1947 | Granger Grand River LF | MI | Grand Ledge | Clinton | Private | Granger Waste Management Corp. | 4762800 | 2004 | Yes | 2.016 | 0 | 167029-0 | Operational | Project #1 | 1991-04-10 | Reciprocating Engine | Electricity | originally (3) Caterpillar 3516 engines | 2.4 | 1.3 | Lansing Board of Water & Light | Granger Energy | 0.1084 | 0.0096
1002720 | 1947 | Granger Grand River LF | MI | Grand Ledge | Clinton | Private | Granger Waste Management Corp. | 4762800 | 2004 | Yes | 2.016 | 0 | 167029-1 | Operational | Project #1, Expansion #1 | 1996-01-01 | Reciprocating Engine | Electricity | (1) additional Caterpillar 3516 engine | 0.8 | 0.4032 | Lansing Board of Water & Light | Granger Energy | 0.0361 | 0.0032
1002720 | 1947 | Granger Grand River LF | MI | Grand Ledge | Clinton | Private | Granger Waste Management Corp. | 4762800 | 2004 | Yes | 2.016 | 0 | 167029-2 | Shutdown | Project #1, Expansion #2 | 1997-09-01 | Reciprocating Engine | Electricity | (1) additional Caterpillar 3516 engine | 0.8 | 0.4032 | Consumers Energy | Granger Energy | 0 | 0
1006737 | 1890 | Granger Wood Road Landfill | MI | Lansing | Clinton | Private | Granger Waste Management Corp. | 5502516 | 2007 | Yes | 4.02 |  | 166939-0 | Operational | Project #2 | 1993-01-22 | Reciprocating Engine | Electricity | (2) Caterpillar 3516 engines | 1.6 | 0.864 | Lansing Board of Water & Light | Granger Energy | 0.0723 | 0.0064
1006737 | 1890 | Granger Wood Road Landfill | MI | Lansing | Clinton | Private | Granger Waste Management Corp. | 5502516 | 2007 | Yes | 4.02 |  | 166939-1 | Operational | Project #2, Expansion #1 | 1994-01-01 | Reciprocating Engine | Electricity | (1) additional Caterpillar 3516 engine | 0.8 | 0.432 | Lansing Board of Water & Light | Granger Energy | 0.0361 | 0.0032
1006737 | 1890 | Granger Wood Road Landfill | MI | Lansing | Clinton | Private | Granger Waste Management Corp. | 5502516 | 2007 | Yes | 4.02 |  | 166939-2 | Operational | Project #2, Expansion #2 | 1998-01-01 | Reciprocating Engine | Electricity | (1) additional Caterpillar 3516 engine | 0.8 | 0.432 | Lansing Board of Water & Light | Granger Energy | 0.0361 | 0.0032
1006737 | 1890 | Granger Wood Road Landfill | MI | Lansing | Clinton | Private | Granger Waste Management Corp. | 5502516 | 2007 | Yes | 4.02 |  | 166939-3 | Operational | Project #2, Expansion #3 | 2008-10-24 | Reciprocating Engine | Electricity | (3) Caterpillar 3520s | 4.8 |  | Lansing Board of Water & Light | Granger Energy | 0.2169 | 0.0191
1003464 | 2237 | Kent County- South Kent LF | MI | Byron Center | Kent | Public | Kent County Department of Public Works, MI | 3500000 | 2006 | Yes | 1.512 |  | 180325-0 | Operational | Project #1 | 2009-03-23 | Reciprocating Engine | Electricity | (2) Caterpillar 3520Cs | 3.2 | 1.296 | Consumers Energy | Granger Energy | 0.1446 | 0.0128
1004310 | 1901 | Lyon Development LF | MI | New Hudson | Oakland | Private | Republic Services, Inc. | 1000000 |  | Yes | 1.5 |  | 166951-0 | Shutdown | Project #1 | 1993-01-01 | Reciprocating Engine | Electricity | (4) Waukesha engines each with heat input capacity of 13.0 MMBtu/hour and a brake horsepower of 1478 | 5.3 | 2.6 | DTE Energy |  | 0 | 0
1004310 | 1901 | Lyon Development LF | MI | New Hudson | Oakland | Private | Republic Services, Inc. | 1000000 |  | Yes | 1.5 |  | 166951-1 | Operational | Project #1, De-Expansion #1 | 2010-01-01 | Reciprocating Engine | Electricity |  | 3 |  | DTE Energy |  | 0.1355 | 0.012
1007729 | 2240 | Northern Oaks Recycling & Disposal Facility | MI | Harrison | Clare | Private | Waste Management, Inc. | 1260000 | 2002 | Yes | 1.56 |  | 181047-0 | Operational | Project #2 | 2010-12-01 | Reciprocating Engine | Electricity | (1) 1600-kW Caterpillar 3520 | 1.6 |  | Consumers Energy | WM Renewable Energy, LLC | 0.0723 | 0.0064
1002684 | 2241 | Orchard Hill SLF | MI | Watervliet | Berrien | Private | Landfill Management Co. | 3500000 | 2008 | Yes | 1.44 |  | 200449-0 | Operational | Project #2 | 2013-02-01 | Reciprocating Engine | Electricity | (2) CAT 3520, 20-cylinder engines | 3.2 | 1.872 | Michigan Public Power Agency (MPPA) | Granger Energy | 0.1446 | 0.0128
1007027 | 1883 | Ottawa County Farms Landfill | MI | Coopersville | Ottawa | Private | Republic Services, Inc. | 9000000 | 1998 | Yes | 3.46 | 0.68 | 166932-0 | Shutdown | Project #1 | 1994-06-21 | Reciprocating Engine | Electricity | (6) CAT 3516 engines | 4.8 |  | Consumers Energy | Granger Energy | 0 | 0
1007027 | 1883 | Ottawa County Farms Landfill | MI | Coopersville | Ottawa | Private | Republic Services, Inc. | 9000000 | 1998 | Yes | 3.46 | 0.68 | 166932-1 | Operational | Project #1, Expansion #1 | 2006-02-13 | Reciprocating Engine | Electricity | (1) Caterpillar 3520 | 1.6 | 0.72 | Consumers Energy | Granger Energy | 0.0723 | 0.0064
1007027 | 1883 | Ottawa County Farms Landfill | MI | Coopersville | Ottawa | Private | Republic Services, Inc. | 9000000 | 1998 | Yes | 3.46 | 0.68 | 166932-2 | Operational | Project #1, De-Expansion #1 | 2014-01-01 | Reciprocating Engine | Electricity | (5) CAT 3516 engines | 4 | 2.16 | Consumers Energy | Granger Energy | 0.1807 | 0.0159
1003133 | 1884 | People's Landfill, Inc. | MI | Birch Run | Saginaw | Private | Waste Management, Inc. | 3100000 | 2004 | Yes | 2.11 |  | 166933-0 | Operational | Combination Project | 1995-01-01 | Reciprocating Engine | Electricity | (1) Caterpillar 3516 engine | 1.6 |  | Consumers Energy | North American Natural Resources, Inc. (NANR) | 0.0723 | 0.0064
1003133 | 1884 | People's Landfill, Inc. | MI | Birch Run | Saginaw | Private | Waste Management, Inc. | 3100000 | 2004 | Yes | 2.11 |  | 166933-1 | Operational | Combination Project, Expansion #1 | 1999-01-01 | Reciprocating Engine | Electricity | (2) Caterpillar 3516 engines | 1.6 |  | Consumers Energy | North American Natural Resources, Inc. (NANR) | 0.0723 | 0.0064
1003133 | 1884 | People's Landfill, Inc. | MI | Birch Run | Saginaw | Private | Waste Management, Inc. | 3100000 | 2004 | Yes | 2.11 |  | 166933-2 | Operational | Combination Project, Expansion #2 | 2009-01-28 | Reciprocating Engine | Electricity | (1) Caterpillar 3520 engine | 1.6 |  | Consumers Energy | North American Natural Resources, Inc. (NANR) | 0.0723 | 0.0064
1007745 | 1893 | Pine Tree Acres LF Inc. | MI | New Haven | Macomb | Private | Waste Management, Inc. | 25852909 | 2009 | Yes | 14 |  | 166943-0 | Operational | Project #1 | 2001-07-24 | Reciprocating Engine | Electricity | (5) Caterpillar 3516 engines | 4 | 2 | DTE Energy | Aria Energy | 0.1807 | 0.0159
1007745 | 1893 | Pine Tree Acres LF Inc. | MI | New Haven | Macomb | Private | Waste Management, Inc. | 25852909 | 2009 | Yes | 14 |  | 166943-1 | Operational | Project #1, Expansion #1 | 2003-12-31 | Reciprocating Engine | Electricity | (2) Caterpillar 3516 engines | 1.6 | 1 | DTE Energy | Aria Energy | 0.0723 | 0.0064
1007745 | 1893 | Pine Tree Acres LF Inc. | MI | New Haven | Macomb | Private | Waste Management, Inc. | 25852909 | 2009 | Yes | 14 |  | 166943-2 | Operational | Project #1, Expansion #2 | 2010-03-02 | Reciprocating Engine | Electricity | (2) Caterpillar G3520C engines | 3.2 | 1.73 | DTE Energy | Aria Energy | 0.1446 | 0.0128
1007745 | 1893 | Pine Tree Acres LF Inc. | MI | New Haven | Macomb | Private | Waste Management, Inc. | 25852909 | 2009 | Yes | 14 |  | 166943-3 | Operational | Project #1, Expansion #3 | 2012-07-01 | Reciprocating Engine | Electricity | (8) 20-cylinder Caterpillar G3520C engines | 12.8 | 6.9 | Consumers Energy | WM Renewable Energy, LLC | 0.5783 | 0.051
1003601 | 1885 | Riverview Land Preserve | MI | Riverview | Wayne | Public | City of Riverview, MI | 21523745 | 2008 | Yes | 6.12 | 1.08 | 166934-0 | Operational | Project #1 | 1987-01-01 | Gas Turbine | Electricity | (2) Solar T-4500 gas turbines | 6.6 | 4.9 | DTE Energy | Aria Energy; DTE Biomass Energy | 0.2982 | 0.0263
1004497 | 2195 | Smiths Creek Landfill | MI | Smiths Creek | St. Clair | Public | St. Clair County, MI | 3580000 | 2006 | Yes | 1.9 |  | 180274-0 | Operational | Project #1 | 2011-12-08 | Reciprocating Engine | Electricity |  | 3.2 | 1.9 | DTE Energy | DTE Biomass Energy | 0.1446 | 0.0128
1004025 | 1992 | Southeast Berrien County Landfill | MI | Buchanan | Berrien | Public | Southeast Berrien County Landfill Authority | 2794000 | 2001 | Yes | 1.98 |  | 167077-0 | Operational | Project #1 | 2009-06-01 | Reciprocating Engine | Electricity | (3) Caterpillar 3520s | 4.8 |  | Holland Board of Public Works | North American Natural Resources, Inc. (NANR) | 0.2169 | 0.0191
| 1887 | Tay Mouth Landfill | MI | Birch Run | Saginaw | Private | Republic Services, Inc. | 1000000 |  | Yes | 0.4 |  | 166933-0 | Operational | Combination Project | 1995-01-01 | Reciprocating Engine | Electricity | (1) Caterpillar 3516 engine | 1.6 |  | Consumers Energy | North American Natural Resources, Inc. (NANR) | 0.0723 | 0.0064
1007703 | 1888 | Venice Park Recycling & Disposal Facility | MI | Lennon | Shiawassee | Private | Waste Management, Inc. | 4000000 | 2005 | Yes | 3.93 |  | 166937-0 | Operational | Project #1 | 1992-03-01 | Reciprocating Engine | Electricity | (2) Caterpillar 3516 engine generator sets | 1.6 | 0.8 | Consumers Energy | WM Renewable Energy, LLC | 0.0723 | 0.0064
1007703 | 1888 | Venice Park Recycling & Disposal Facility | MI | Lennon | Shiawassee | Private | Waste Management, Inc. | 4000000 | 2005 | Yes | 3.93 |  | 166937-1 | Operational | Project #1, Expansion #1 | 2000-01-01 | Reciprocating Engine | Electricity | (1) Caterpillar 3516 engine | 0.8 | 0.4 | Consumers Energy | North American Natural Resources, Inc. (NANR) | 0.0361 | 0.0032
1007703 | 1888 | Venice Park Recycling & Disposal Facility | MI | Lennon | Shiawassee | Private | Waste Management, Inc. | 4000000 | 2005 | Yes | 3.93 |  | 166937-2 | Operational | Project #1, Expansion #2 | 2004-01-01 | Reciprocating Engine | Electricity | (3) Caterpillar 3516 engines | 2.4 |  | Consumers Energy | North American Natural Resources, Inc. (NANR) | 0.1084 | 0.0096
1007703 | 1888 | Venice Park Recycling & Disposal Facility | MI | Lennon | Shiawassee | Private | Waste Management, Inc. | 4000000 | 2005 | Yes | 3.93 |  | 166937-3 | Operational | Project #1, Expansion #3 | 2010-12-31 | Reciprocating Engine | Electricity | (2) Caterpillar 3516 engines | 1.6 |  | Consumers Energy | North American Natural Resources, Inc. (NANR) | 0.0723 | 0.0064
1005269 | 1889 | Wayne Disposal LF | MI | Belleville | Wayne | Private | EQ - The Environmental Quality Company | 1000000 |  | Yes | 0.555 |  | 166938-0 | Operational | Project #1 | 1986-01-01 | Reciprocating Engine | Electricity | (3) 350-kW Caterpillar engines and (1) 500-kW Caterpillar engine | 1.55 |  | DTE Energy | EQ Energy Recovery, Inc. | 0.07 | 0.0062
1005269 | 1889 | Wayne Disposal LF | MI | Belleville | Wayne | Private | EQ - The Environmental Quality Company | 1000000 |  | Yes | 0.555 |  | 180380-0 | Operational | Project #3 | 2002-01-01 | Stirling Cycle Engine | Electricity | (2) 25-kW Stirling Cycle engines | 0.05 |  | DTE Energy | EQ Energy Recovery, Inc. | 0.0023 | 0.0002
1001993 | 1896 | Whitefeather Landfill | MI | Pinconning | Bay | Private | Republic Services, Inc. | 1868900 | 2002 | Yes | 1.21 |  | 166946-0 | Operational | Project #1 | 2009-07-01 | Reciprocating Engine | Electricity | (2) Caterpillar 3520s | 3.2 | 1.152 | Consumers Energy | Granger Energy | 0.1446 | 0.0128
| 1903 | Woodland Meadows Landfill- North | MI | Wayne | Wayne | Private | Waste Management, Inc. | 2944975 |  | Yes | 0.504 | 0.34 | 166953-0 | Operational | Combination Project | 1991-01-01 | Reciprocating Engine | Electricity | 1.3-mile pipeline to steam boilers and 2.4 MW cogeneration plant (3 engines) - equivalent MW total is 3.5 MW | 0 | 0 | Ford Motor Company | Ameresco, Inc. | 0 | 0
| 1911 | Woodland Meadows Landfill-South | MI | Canton | Wayne | Private | Waste Management, Inc. | 6295758 |  | Yes | 1.8 |  | 166953-1 | Operational | Combination Project, Expansion #1 |  | Reciprocating Engine | Electricity | 1.3-mile pipeline to steam boilers and 2.4 MW cogeneration plant (3 engines) - equivalent MW total is 3.5 MW | 3.5 | 2.016 | Ford Motor Company | Ameresco, Inc. | 0.1581 | 0.0139
1003582 | 1912 | Woodland Meadows Landfill-Van Buren | MI | Wayne | Wayne | Private | Waste Management, Inc. | 13800000 | 2002 | Yes | 4 | 1.984 | 166953-1 | Operational | Combination Project, Expansion #1 |  | Reciprocating Engine | Electricity | 1.3-mile pipeline to steam boilers and 2.4 MW cogeneration plant (3 engines) - equivalent MW total is 3.5 MW | 3.5 | 2.016 | Ford Motor Company | Ameresco, Inc. | 0.1581 | 0.0139
1007743 | 812 | Burnsville SLF | MN | Burnsville | Dakota | Private | Waste Management, Inc. | 10998165 | 2009 | Yes | 2.79 |  | 882-0 | Operational | Project #1 | 1994-01-01 | Reciprocating Engine | Electricity | (5) 800-kW Caterpillar 3516s | 4 | 1.6 | Northern States Power Company |  | 0.1807 | 0.0159
1007743 | 812 | Burnsville SLF | MN | Burnsville | Dakota | Private | Waste Management, Inc. | 10998165 | 2009 | Yes | 2.79 |  | 882-1 | Operational | Project #1, Expansion #1 | 2011-01-01 | Reciprocating Engine | Electricity |  | 0.8 |  | Xcel Energy | WM Renewable Energy, LLC | 0.0361 | 0.0032
1005860 | 815 | East Central SLF (ECSWC) | MN | Mora | Kanabec | Public | East Central Solid Waste Comm. | 1232500 | 2008 | Yes | 0.478 |  | 885-0 | Operational | Project #1 | 2012-04-02 | Reciprocating Engine | Electricity | Caterpillar G3520C 1600 EKW | 1.6 |  | Southern Minnesota Municipal Power Agency (SMMPA) | Southern Minnesota Municipal Power Agency (SMMPA) | 0.0723 | 0.0064
1007672 | 816 | Elk River SLF Inc. | MN | Elk River | Sherburne | Private | Waste Management, Inc. | 1464188 |  | Yes | 3.48 | 1.81 | 180852-0 | Operational | Project #2 | 2002-11-01 | Reciprocating Engine | Electricity | (3) 3516G CAT 800-kW generators | 2.4 | 1.25 | Elk River Municipal Utilities (ERMU) | Elk River Municipal Utilities (ERMU) | 0.1084 | 0.0096
1007672 | 816 | Elk River SLF Inc. | MN | Elk River | Sherburne | Private | Waste Management, Inc. | 1464188 |  | Yes | 3.48 | 1.81 | 180852-1 | Operational | Project #2, Expansion #1 | 2006-07-01 | Reciprocating Engine | Electricity | (1) 3516G CAT 800-kW generators | 0.8 | 0.42 | Elk River Municipal Utilities (ERMU) | Elk River Municipal Utilities (ERMU) | 0.0361 | 0.0032
1002059 | 820 | Pine Bend Landfill | MN | Inver Grove Heights | Dakota | Private | Republic Services, Inc. | 18362736 |  | Yes | 6 | 0 | 890-0 | Operational | Project #1 | 1996-01-01 | Combined Cycle | Electricity |  | 12 | 6 | Northern States Power Company |  | 0.5422 | 0.0478
1007742 | 1993 | Spruce Ridge Landfill | MN | Glencoe | McLeod | Private | Waste Management, Inc. | 2920000 | 2001 | Yes | 1.63 |  | 167078-0 | Operational | Project #1 | 2008-04-11 | Reciprocating Engine | Electricity | (3) Caterpillar 3516 engines | 2.4 |  | Glencoe Municipal Electric Utillity | WM Renewable Energy, LLC | 0.1084 | 0.0096
1007742 | 1993 | Spruce Ridge Landfill | MN | Glencoe | McLeod | Private | Waste Management, Inc. | 2920000 | 2001 | Yes | 1.63 |  | 167078-1 | Operational | Project #1, Expansion #1 | 2010-10-31 | Reciprocating Engine | Electricity |  | 0.8 |  | Xcel Energy | WM Renewable Energy, LLC | 0.0361 | 0.0032
| 2227 | Waste Disposal Engineering (WDE) SLF | MN | Andover | Anoka | Public | Minnesota Pollution Control Agency | 2400000 |  | Yes | 0.19 | 0.14 | 180311-0 | Operational | Project #1 | 2007-04-02 | Stirling Cycle Engine | Electricity | 4 Stirling engines | 0.02 | 0.05 | Connexus Energy | Minnesota Pollution Control Agency | 0.0009 | 0.0001
1005518 | 827 | Black Oak Landfill | MO | Hartville | Wright | Private | WCA Waste Corporation | 4460000 | 2010 | Yes | 0.706 |  | 897-0 | Operational | Project #1 | 2014-10-31 | Reciprocating Engine | Electricity | (2) CAT 3520A+ engines | 1.953 |  | Missouri Joint Municipal Electric Utility Commission | Enerdyne Power Systems, Inc.; WCA Waste Corporation | 0.0882 | 0.0078
1003514 | 829 | Central Missouri SLF | MO | Sedalia | Pettis | Private | WCA Waste Corporation | 2518656 | 2010 | Yes | 2.59 |  | 899-0 | Operational | Project #1 | 2014-04-21 | Reciprocating Engine | Electricity | (1) 1-MW GE-Jenbacher engine & (1) 1.4-MW GE-Jenbacher engine; electricity will power college and Energy Innovation Center (EIC) | 2.4 |  | Kansas City Power & Light | State Fair Community College; WCA Waste Corporation | 0.1084 | 0.0096
| 863 | Fulton SLF | MO | Fulton | Callaway | Public | City of Fulton, MO | 330514 | 2007 | Yes | 0.13 |  | 933-0 | Operational | Project #1 | 2011-08-31 | Reciprocating Engine | Electricity | specialized Guascor engine designed to run on low LFG flows | 0.225 |  | Callaway Electric Cooperative |  | 0.0102 | 0.0009
1008252 | 832 | IESI Champ Landfill | MO | Maryland Heights | St. Louis | Private | Progressive Waste Solutions Ltd. | 25000000 | 2008 | Yes |  |  | 180973-0 | Operational | Project #4 | 2012-06-12 | Gas Turbine | Electricity | (3) Solar Mercury turbines producing 4.6 MW each; H2S removed by SulfaTreat system | 13.8 |  | Ameren Missouri | Ameren Missouri | 0.6235 | 0.055
| 2425 | Lamar Landfill | MO | Lamar | Barton | Public | City of Lamar, MO |  |  | Yes |  |  | 904-0 | Operational | Combination Project | 2010-06-30 | Reciprocating Engine | Electricity | (2) 1.6-MW Caterpillar reciprocating engines | 3.2 | 1.87 | Missouri Public Utility Alliance |  | 0.1446 | 0.0128
1007632 | 834 | Prairie View Regional Waste Facility | MO | Lamar | Barton | Private | Republic Services, Inc. | 5889917 | 2001 | Yes | 1.89 |  | 904-0 | Operational | Combination Project | 2010-06-30 | Reciprocating Engine | Electricity | (2) 1.6-MW Caterpillar reciprocating engines | 3.2 | 1.87 | Missouri Public Utility Alliance |  | 0.1446 | 0.0128
1002906 | 846 | Springfield Sanitary Landfill | MO | Willard | Greene | Public | City of Springfield, MO | 5125248 | 2008 | Yes | 1.58 | 0 | 916-0 | Operational | Project #1 | 2006-05-10 | Reciprocating Engine | Electricity | Electric generating station consisting of (2) Caterpillar 3520 IC engine/generator sets, electric interconnection, and 12 miles of transmission lines to City Utilities of Springfield distribution system in the city | 3 | 1.58 | City Utilities of Springfield, MO | Aria Energy | 0.1355 | 0.012
1001925 | 847 | St. Joseph City SLF | MO | St. Joseph | Buchanan | Public | City of St. Joseph, MO | 3764898 | 2011 | Yes | 0.813 |  | 917-0 | Operational | Project #1 | 2012-03-30 | Reciprocating Engine | Electricity | (1) CAT G3520C engine | 1.6 | 0.72 | Kansas City Power & Light | Kansas City Power & Light | 0.0723 | 0.0064
1005964 | 1958 | Golden Triangle Regional Landfill | MS | Starkville | Oktibbeha | Public | Golden Triangle Regional Solid Waste Management Authority, MS | 2000000 | 2011 | Yes | 0.449 |  | 167040-0 | Operational | Project #1 | 2011-09-30 | Reciprocating Engine | Electricity | (1) GE Jenbacher J320 20-cylinder engine | 0.999 | 0.5 | Tennessee Valley Authority (TVA) | Golden Triangle Regional Solid Waste Management Authority, MS | 0.0451 | 0.004
1007891 | 1967 | Prairie Bluff Sanitary Landfill | MS | Houston | Chickasaw | Private | Waste Management, Inc. | 14077823 | 2010 | Yes | 1.97 | 0.66 | 181081-0 | Operational | Project #2 | 2012-10-24 | Reciprocating Engine | Electricity | (1) Caterpillar model G3520C | 1.6 |  | Tennessee Valley Authority (TVA) | WM Renewable Energy, LLC | 0.0723 | 0.0064
1002547 | 1968 | Three Rivers Regional Landfill | MS | Pontotoc | Pontotoc | Public | Three Rivers Regional Solid Waste Management Authority, MS | 2405150 | 2008 | Yes | 0.65 |  | 167050-0 | Operational | Project #1 | 2012-02-07 | Reciprocating Engine | Electricity | (1) containerized MWM engine provided by 2G-CENERGY | 1 |  | Tennessee Valley Authority (TVA) | Three Rivers Regional Solid Waste Management Authority, MS | 0.0452 | 0.004
1007460 | 2287 | Flathead County Landfill | MT | Kalispell | Flathead | Public | Flathead County Solid Waste District, MT | 1576515 | 2008 | Yes | 0.72 | 0 | 180949-0 | Operational | Project #2 | 2009-06-26 | Reciprocating Engine | Electricity | (1) Caterpillar G3520C engine | 0.84 | 0.53 | Flathead Electric Cooperative, Inc. | Flathead Electric Cooperative, Inc. | 0.038 | 0.0033
1007460 | 2287 | Flathead County Landfill | MT | Kalispell | Flathead | Public | Flathead County Solid Waste District, MT | 1576515 | 2008 | Yes | 0.72 | 0 | 180949-1 | Operational | Project #2, Expansion #1 | 2011-09-01 | Reciprocating Engine | Electricity | (1) Caterpillar G3520C engine | 0.36 | 0.19 | Flathead Electric Cooperative, Inc. | Flathead Electric Cooperative, Inc. | 0.0163 | 0.0014
1001775 | 2142 | Buncombe County New Landfill | NC | Alexander | Buncombe | Public | Buncombe County Department of Solid Waste, NC | 1746706 | 2009 | Yes | 0.72 | 0.14 | 180210-0 | Operational | Project #1 | 2011-11-21 | Reciprocating Engine | Electricity | (1) GE Jenbacher engine | 1.4 | 0.58 | Duke Energy Progress | Buncombe County Department of Solid Waste, NC | 0.0633 | 0.0056
1006406 | 1052 | Buncombe County Old Landfill | NC | Woodfin | Buncombe | Public | Buncombe County Department of Solid Waste, NC | 3300000 |  | Yes | 0.387 |  | 180845-0 | Operational | Project #2 | 2006-03-06 | Reciprocating Engine | Electricity | one Deutz CHP engine unit, although CHP portion of project not yet implemented | 0.984 | 0.71 | Duke Energy Progress | Enerdyne Power Systems, Inc. | 0.0445 | 0.0039
1003099 | 1071 | Charlotte Motor Speedway Landfill V | NC | Concord | Cabarrus | Private | Republic Services, Inc. | 4500000 | 1999 | Yes | 7.79 | 1.99 | 1144-0 | Operational | Project #1 | 1999-12-15 | Gas Turbine | Electricity | 1 Taurus unit with capacity of 5.3 MW | 4 | 2.1 | Duke Energy |  | 0.1807 | 0.0159
1003099 | 1071 | Charlotte Motor Speedway Landfill V | NC | Concord | Cabarrus | Private | Republic Services, Inc. | 4500000 | 1999 | Yes | 7.79 | 1.99 | 1144-1 | Operational | Project #1, Expansion #1 | 2012-06-06 | Gas Turbine | Electricity | (2) Solar Taurus 60-7901 combustion gas turbines each driving a 5.75 MW generator | 7.5 | 3.4 | Duke Energy | Fortistar Methane Group | 0.3388 | 0.0299
1007078 | 1063 | City of Durham SLF | NC | Durham | Durham | Public | City of Durham, NC | 3600000 |  | Yes | 1.14 |  | 1136-0 | Operational | Project #1 | 2009-12-15 | Reciprocating Engine | Electricity | (2) 1.1-MW, 20-cylinder GE Jenbacher 320 engines running (3 total on site) | 2 |  | Duke Energy | Methane Power, Inc. | 0.0904 | 0.008
| 1072 | Columbus County, ARS | NC | Whiteville | Columbus | Public | Columbus County, NC | 1250000 | 1997 | Yes | 0.14 | 0.03 | 200413-0 | Operational | Project #1b | 2013-02-11 | Reciprocating Engine | Electricity | (3) 85-kW truck engines but only (2) run at a time | 0.21 | 0.08 | Brunswick Electric Membership Corporation | Appalachian State University Energy Center; Cape Fear Resource Conservation and Development; Carlson Environmental Consultants, PC; Columbus County, NC | 0.0095 | 0.0008
1004204 | 1077 | Davidson County LF | NC | Thomasville | Davidson | Public | Davidson County, NC | 856860 | 2003 | Yes | 1.11 |  | 1150-0 | Operational | Project #1 | 2010-12-01 | Reciprocating Engine | Electricity | Caterpillar G3520C | 1.6 |  | Duke Energy | DTE Biomass Energy | 0.0723 | 0.0064
1000554 | 1082 | Edgecombe County LF | NC | Tarboro | Edgecombe | Public | Edgecombe County, NC | 1800000 | 2013 | Yes | 0.36 |  | 1155-0 | Operational | Project #1 | 2014-04-01 | Reciprocating Engine | Electricity | (2) 370-kW engines | 0.74 | 0.36 | Edgecombe-Martin County Electric Membership Corporation | Edgecombe County, NC; S&ME, Inc. | 0.0334 | 0.0029
1005137 | 1084 | Gaston County LF | NC | Dallas | Gaston | Public | Gaston County, NC | 2457578 | 2008 | Yes | 1.44 | 0.14 | 1157-0 | Operational | Project #1 | 2011-08-31 | Reciprocating Engine | Electricity | (3) GE-Jenbacher 420 engines at 1.4 MW each, (2) online initially | 2.8 | 1.3 | Duke Energy | Gaston County, NC | 0.1265 | 0.0112
1005137 | 1084 | Gaston County LF | NC | Dallas | Gaston | Public | Gaston County, NC | 2457578 | 2008 | Yes | 1.44 | 0.14 | 1157-1 | Planned | Project #1, Expansion #1 | 2015-01-01 | Reciprocating Engine | Electricity | 3rd unit used as peaking unit | 1.4 | 0.65 |  |  | 0 | 0
1003137 | 1067 | Hanes Mill Road Landfill | NC | Winston-Salem | Forsyth | Public | City of Winston-Salem, NC | 5258571 |  | Yes | 3.312 | 0.432 | 1140-0 | Operational | Project #1 | 1996-07-01 | Gas Turbine | Electricity | Solar Taurus T-6500 turbine | 4.3 | 2.88 | Duke Energy | Aria Energy; DTE Biomass Energy | 0.1943 | 0.0171
| 1091 | Haywood County LF | NC | Haywood | Haywood | Public | Haywood County, NC | 550000 | 1994 | Yes | 0.23 |  | 1164-0 | Operational | Project #1 | 2012-06-25 | Reciprocating Engine | Electricity | KSD Engine | 0.075 |  |  |  | 0.0034 | 0.0003
1006514 | 1098 | Iredell County LF | NC | Statesville | Iredell | Public | Iredell County, NC | 2280900 | 2001 | Yes | 1.98 |  | 1172-0 | Operational | Project #1 | 2008-08-15 | Reciprocating Engine | Electricity | (2) Caterpillar 3520s | 3.2 | 1.6 | EnergyUnited Electric Cooperative | DTE Biomass Energy | 0.1446 | 0.0128
1004252 | 1100 | Johnston County MSW LF | NC | Smithfield | Johnston | Public | Johnston County, NC | 2633209 | 2009 | Yes | 0.92 |  | 1174-0 | Operational | Project #1 | 2013-06-19 | Reciprocating Engine | Electricity | possible heat recovery; (1) CAT 3520 | 1.6 | 0.92 | Duke Energy Progress | C2i Methane Partners | 0.0723 | 0.0064
| 1115 | Onslow County LF | NC | Jacksonville | Onslow | Public | Onslow County Solid Waste Department, NC | 923543 |  | Yes |  |  | 180931-0 | Operational | Combination Project | 2013-11-20 | Reciprocating Engine | Electricity | (1) 1.953-MW CAT G3520A+ engine with gear-box to increase output & efficiency | 1.953 | 1.08 | Duke Energy Progress | Enerdyne Power Systems, Inc. | 0.0882 | 0.0078
1001953 | 10781 | Onslow County LF #2 | NC | Jacksonville | Onslow | Public | Onslow County Solid Waste Department, NC | 1500000 | 2012 | Yes |  |  | 180931-0 | Operational | Combination Project | 2013-11-20 | Reciprocating Engine | Electricity | (1) 1.953-MW CAT G3520A+ engine with gear-box to increase output & efficiency | 1.953 | 1.08 | Duke Energy Progress | Enerdyne Power Systems, Inc. | 0.0882 | 0.0078
1005524 | 1116 | Orange County Regional Landfill | NC | Chapel Hill | Orange | Public | Orange County, NC | 2200000 | 2007 | Yes | 0.68 | 0.25 | 1190-0 | Operational | Project #1 | 2013-08-01 | Reciprocating Engine | Electricity | GE-Jenbacher J320 engine spec'd for 350 scfm at 100% load | 1.059 | 0.43 | Duke Energy Progress | The University of North Carolina at Chapel Hill | 0.0478 | 0.0042
1007456 | 1121 | Piedmont SLF | NC | Kernersville | Forsyth | Private | Waste Management, Inc. | 959464 |  | Yes | 1.31 |  | 1195-0 | Operational | Project #1 | 2011-01-31 | Reciprocating Engine | Electricity |  | 2.4 |  | Duke Energy | WM Renewable Energy, LLC | 0.1084 | 0.0096
1003481 | 1127 | Robeson County LF | NC | St. Pauls | Robeson | Public | Robeson County, NC | 2200000 | 2009 | Yes | 0.703 | 0.221 | 1201-0 | Operational | Project #1 | 2012-01-13 | Reciprocating Engine | Electricity | GE Jenbacher 20-cylinder J320c82 engine, operates at 94% capacity using 335 scfm LFG, system includes a gas conditioning skid; will install siloxane removal system | 1.06 | 0.482 | North Carolina Electric Membership Corporation |  | 0.0479 | 0.0042
1003481 | 1127 | Robeson County LF | NC | St. Pauls | Robeson | Public | Robeson County, NC | 2200000 | 2009 | Yes | 0.703 | 0.221 | 1201-1 | Planned | Project #1, Expansion #1 | 2014-12-31 | Reciprocating Engine | Electricity |  | 1 |  |  |  | 0 | 0
1004118 | 2336 | Sampson County LF #2 | NC | Roseboro | Sampson | Private | Waste Industries USA, Inc. | 8500000 | 2010 | Yes | 5.18 | 2.1 | 1206-0 | Operational | Project #1 | 2011-03-14 | Reciprocating Engine | Electricity | (4) CAT G3520C engines | 6.4 | 3.08 | Duke Energy Progress | Waste Industries USA, Inc. | 0.2892 | 0.0255
1004118 | 2336 | Sampson County LF #2 | NC | Roseboro | Sampson | Private | Waste Industries USA, Inc. | 8500000 | 2010 | Yes | 5.18 | 2.1 | 1206-1 | Operational | Project #1, Expansion #1 | 2011-12-01 | Reciprocating Engine | Electricity | 5th CAT G3520C engine | 1.6 | 0.77 | Duke Energy Progress | Waste Industries USA, Inc. | 0.0723 | 0.0064
1004118 | 2336 | Sampson County LF #2 | NC | Roseboro | Sampson | Private | Waste Industries USA, Inc. | 8500000 | 2010 | Yes | 5.18 | 2.1 | 1206-2 | Operational | Project #1, Expansion #2 | 2013-12-31 | Reciprocating Engine | Electricity | 6th CAT G3520C engine | 1.6 | 0.77 | Duke Energy Progress | Waste Industries USA, Inc. | 0.0723 | 0.0064
1004408 | 10620 | South Wake LF (New) | NC | Apex | Wake | Public | Wake County, NC | 331816 | 2008 | Yes | 1.44 |  | 180918-0 | Operational | Project #1 | 2013-09-23 | Reciprocating Engine | Electricity | 18 dual-fuel Detroit Diesel Series 60 engines | 3.2 | 1.44 | Duke Energy Progress | INGENCO | 0.1446 | 0.0128
| 1137 | Surry County LF 2 | NC | Elkin | Surry | Public | Surry County | 645506 |  | Yes |  |  | 1211-0 | Operational | Project #1 | 2013-06-01 | Reciprocating Engine | Electricity | (1) CAT 3520 with plans to add 2 more after 2018 | 1.6 |  | Duke Energy | Barnabas Investment Group, LLC | 0.0723 | 0.0064
1003035 | 1074 | Tuscarora Long-Term Regional Landfill | NC | New Bern | Craven | Public | Coastal Regional Solid Waste Management Authority, NC | 3100000 | 2009 | Yes | 1.26 |  | 1147-0 | Operational | Project #1 | 2007-07-16 | Reciprocating Engine | Electricity | Detroit Diesel engines, installing 4 MW capacity (3 MW total capacity now) | 2.33 | 1 | Duke Energy Progress | INGENCO | 0.1053 | 0.0093
1004831 | 1110 | Uwharrie Environmental Regional LF | NC | Mount Gilead | Montgomery | Private | Republic Services, Inc. | 5424251 | 2006 | Yes | 4.752 |  | 1184-0 | Operational | Project #1 | 2014-07-28 | Reciprocating Engine | Electricity | (6) CAT 3520s | 9.6 | 4.752 | Duke Energy Progress | DTE Biomass Energy | 0.4337 | 0.0383
| 2201 | Watauga County Landfill | NC | Boone | Watauga | Public | Watauga County, NC | 546000 | 1994 | Yes | 0.22 |  | 180285-0 | Operational | Project #1 | 2012-03-20 | Reciprocating Engine | Electricity | (2) KSD 100-kW engines, LFG will be used to provide power generation for the transfer and recycling facility and maintenance facility; ~25% used onsite & ~75% into grid | 0.186 | 0.13 | Duke Energy; Watauga County, NC | Appalachian State University Energy Center; Watauga County, NC | 0.0084 | 0.0007
1005274 | 1150 | Wayne County LF | NC | Dudley | Wayne | Public | Wayne County, NC | 2416380 |  | Yes | 0.872 |  | 1224-0 | Operational | Project #1 | 2010-12-31 | Reciprocating Engine | Electricity | (2) GE Jenbacher units running (3 on site) | 2 |  | Duke Energy Progress | Methane Power, Inc. | 0.0904 | 0.008
1002158 | 1754 | Bluff Road Landfill | NE | Lincoln | Lancaster | Public | City of Lincoln, NE | 5283000 | 2007 | Yes |  |  | 6433-0 | Operational | Project #1 | 2013-10-14 | Reciprocating Engine | Electricity | ~1 mile pipe delivers LFG to (3) large generators at LES' Terry Bundy Generating Station; 300,000 MMBtu/yr of LFG | 4.8 |  | Lincoln Electric System |  | 0.2169 | 0.0191
1007835 | 1746 | Douglas County Recycling and Disposal Facility LF | NE | Bennington | Douglas | Private | Waste Management, Inc. | 11778463 | 2009 | Yes | 3.67 | 0 | 6425-0 | Operational | Project #1 | 2002-04-05 | Reciprocating Engine | Electricity | (4) Caterpillar 800 kW 3516s | 3.2 | 1.3 | Omaha Public Power District | Omaha Public Power District | 0.1446 | 0.0128
1007835 | 1746 | Douglas County Recycling and Disposal Facility LF | NE | Bennington | Douglas | Private | Waste Management, Inc. | 11778463 | 2009 | Yes | 3.67 | 0 | 6425-1 | Operational | Project #1, Expansion #1 | 2006-06-01 | Reciprocating Engine | Electricity | (3) additional Caterpillar 3516 engines | 2.4 |  | Omaha Public Power District | Omaha Public Power District | 0.1084 | 0.0096
1007835 | 1746 | Douglas County Recycling and Disposal Facility LF | NE | Bennington | Douglas | Private | Waste Management, Inc. | 11778463 | 2009 | Yes | 3.67 | 0 | 6425-2 | Operational | Project #1, Expansion #2 | 2007-03-06 | Reciprocating Engine | Electricity | (1) additional Caterpillar 3516 engine | 0.8 |  | Omaha Public Power District | Omaha Public Power District | 0.0361 | 0.0032
| 1838 | City of Keene Landfill | NH | Keene | Cheshire | Public | City of Keene, NH | 640000 | 1998 | Yes | 0.5 |  | 166413-0 | Operational | Project #1 | 1999-01-01 | Reciprocating Engine | Electricity | (1) Caterpillar G-3412-SINA engine provides three phase power for adjacent Materials Recovery Facility (3 buildings) | 0.25 | 0.14 | City of Keene, NH | Vermont Energy Recovery | 0.0113 | 0.001
| 1853 | Dunbarton LF | NH | Manchester | Hillsborough | Public | City of Manchester, NH | 1200000 |  | Yes |  |  | 166433-0 | Operational | Project #1 | 1988-01-01 | Reciprocating Engine | Electricity | (2) generators | 0.6 |  | Public Service of New Hampshire | Biogas Energy Solutions, LLC | 0.0271 | 0.0024
1004751 | 1852 | Four Hills Landfill | NH | Nashua | Hillsborough | Public | City of Nashua, NH | 2500000 | 1998 | Yes | 2 | 0.8 | 166432-0 | Operational | Project #1 | 1997-01-01 | Reciprocating Engine | Electricity | (1) Caterpillar 3515 engine-generator (820 kW) and (1) Caterpillar 3612 engine-generator (2,285 kW) | 3.1 |  | Northern Utilities Service Co.; Public Service of New Hampshire | Fortistar Methane Group | 0.1401 | 0.0124
1007879 | 1839 | Turnkey Recycling & Environmental Enterprises | NH | Rochester | Strafford | Private | Waste Management, Inc. | 8750000 | 1999 | Yes | 16.56 |  | 166414-0 | Operational | Project #2 | 1992-01-01 | Reciprocating Engine | Electricity | (3) Caterpillar 3516s | 2.4 | 1.31 | Public Service of New Hampshire | WM Renewable Energy, LLC | 0.1084 | 0.0096
1007879 | 1839 | Turnkey Recycling & Environmental Enterprises | NH | Rochester | Strafford | Private | Waste Management, Inc. | 8750000 | 1999 | Yes | 16.56 |  | 166414-1 | Operational | Project #2, Expansion #1 | 1993-01-01 | Reciprocating Engine | Electricity | (1) Caterpillar 3516 | 0.8 | 0.43 | Public Service of New Hampshire | WM Renewable Energy, LLC | 0.0361 | 0.0032
1001858 | 2231 | Atlantic County Utilities Authority Landfill | NJ | Egg Harbor Township | Atlantic | Public | Atlantic County Utilities Authority, NJ | 3308857 | 2009 | Yes | 2.86 |  | 180315-0 | Operational | Project #1 | 2005-03-01 | Reciprocating Engine | Electricity | Caterpillar 3520, capable of producing ~12,614,400 kW-h/yr | 1.6 |  | Atlantic County Utilities Authority, NJ | DCO Energy, LLC; Marina Energy | 0.0723 | 0.0064
1001858 | 2231 | Atlantic County Utilities Authority Landfill | NJ | Egg Harbor Township | Atlantic | Public | Atlantic County Utilities Authority, NJ | 3308857 | 2009 | Yes | 2.86 |  | 180315-1 | Operational | Project #1, Expansion #1 | 2006-08-15 | Reciprocating Engine | Electricity | GE Jenbacher model 616 engine | 1.9 |  | PJM Interconnection, LLC | DCO Energy, LLC; Marina Energy | 0.0858 | 0.0076
1001858 | 2231 | Atlantic County Utilities Authority Landfill | NJ | Egg Harbor Township | Atlantic | Public | Atlantic County Utilities Authority, NJ | 3308857 | 2009 | Yes | 2.86 |  | 180315-2 | Operational | Project #1, Expansion #2 | 2007-12-15 | Reciprocating Engine | Electricity | GE Jenbacher model 616 engine | 1.9 |  | Borgata Casino Spa & Hotel | DCO Energy, LLC; Marina Energy | 0.0858 | 0.0076
1006969 | 940 | Burlington County SLF | NJ | Bordentown | Burlington | Public | Burlington County Board of Chosen Freeholders | 3875822 | 2000 | Yes | 4.37 |  | 180436-0 | Operational | Project #4 | 2007-11-01 | Reciprocating Engine | Electricity | (5) GE-Jenbacher model JGS 420 LFG-fueled reciprocating engine-generator sets, each rated for continuous duty at a rated 1,425-kW output; siloxane treatment system uses an activated carbon process | 7.2 | 3.96 | Burlington County SLF; PJM Interconnection, LLC | DCO Energy, LLC; Marina Energy | 0.3253 | 0.0287
1002702 | 942 | Cumberland County SWC | NJ | Millville | Cumberland | Public | Cumberland County, NJ | 4900000 | 2012 | Yes | 2.4 | 0.1 | 1013-0 | Operational | Project #1 | 2008-11-01 | Reciprocating Engine | Electricity | (3) 1.6-MW Caterpillar 3520 engines | 4.8 | 2.3 | PPL Corporation | PPL Corporation | 0.2169 | 0.0191
| 946 | Edison Township SLF | NJ | Edison | Middlesex | Public | Edison Township | 2500000 |  | Yes |  |  | 1016-0 | Operational | Combination Project | 2001-01-01 | Combined Cycle | Electricity | Waste heat from two 5 MW Solar turbine generators feeds a steam electric generator | 20 | 7.56 | Public Service Electric & Gas Company (PSE&G) | National Energy Resource Corporation (NERC) | 0.9036 | 0.0797
| 960 | Hamm's LF | NJ | Lafeyette | Sussex | Private |  | 1700000 |  | Yes |  |  | 1031-0 | Operational | Project #1 | 1990-01-01 | Reciprocating Engine | Electricity |  | 1.2 |  | Jersey Central Power & Light (JCP&L) | Biogas Energy Solutions, LLC | 0.0542 | 0.0048
| 958 | Industrial Land Reclaiming (ILR) LF | NJ | Edison | Middlesex | Private | Industrial Land Reclaiming | 4302213 |  | Yes |  |  | 1016-0 | Operational | Combination Project | 2001-01-01 | Combined Cycle | Electricity | Waste heat from two 5 MW Solar turbine generators feeds a steam electric generator | 20 | 7.56 | Public Service Electric & Gas Company (PSE&G) | National Energy Resource Corporation (NERC) | 0.9036 | 0.0797
1004741 | 957 | Kinsley's LF | NJ | Sewell | Gloucester | Private | Kinsley's | 7259985 |  | Yes | 0.4 |  | 1028-0 | Shutdown | Project #1 | 1987-01-01 | Reciprocating Engine | Electricity | 4 CAT 399 engine/generator sets | 2.4 |  | Public Service Electric & Gas Company (PSE&G) |  | 0 | 0
1004741 | 957 | Kinsley's LF | NJ | Sewell | Gloucester | Private | Kinsley's | 7259985 |  | Yes | 0.4 |  | 1028-1 | Operational | Project #1, De-Expansion #1 | 2004-01-01 | Reciprocating Engine | Electricity | 3 CAT 399 engine/generator sets | 1.5 | 0.95 | Public Service Electric & Gas Company (PSE&G) |  | 0.0678 | 0.006
1007298 | 945 | Middlesex County LF | NJ | East Brunswick | Middlesex | Public | Middlesex County Utilities Authority, NJ | 45437841 |  | Yes | 7 |  | 1016-0 | Operational | Combination Project | 2001-01-01 | Combined Cycle | Electricity | Waste heat from two 5 MW Solar turbine generators feeds a steam electric generator | 20 | 7.56 | Public Service Electric & Gas Company (PSE&G) | National Energy Resource Corporation (NERC) | 0.9036 | 0.0797
1007298 | 945 | Middlesex County LF | NJ | East Brunswick | Middlesex | Public | Middlesex County Utilities Authority, NJ | 45437841 |  | Yes | 7 |  | 181100-0 | Operational | Project #3 | 2011-07-01 | Reciprocating Engine | Electricity | (6) Caterpillar 3520 engines at Cinnamon Bay Power Plant | 9.6 |  | Public Service Electric & Gas Company (PSE&G) | NERC Renewable | 0.4337 | 0.0383
1005054 | 947 | Monmouth County LF - Phases I, II and III | NJ | Tinton Falls | Monmouth | Public | County of Monmouth | 9381853 | 2000 | Yes | 6.5 |  | 1018-0 | Operational | Project #1 | 1998-01-01 | Gas Turbine | Electricity | 2 Solar Taurus 60 combustion turbines | 10 | 4.9 | Jersey Central Power & Light (JCP&L) | GSF Energy | 0.4518 | 0.0399
1005054 | 947 | Monmouth County LF - Phases I, II and III | NJ | Tinton Falls | Monmouth | Public | County of Monmouth | 9381853 | 2000 | Yes | 6.5 |  | 180860-0 | Operational | Project #2 | 2008-02-01 | Reciprocating Engine | Electricity | 1 Jenbacher engine generator | 1 | 0.648 | Monmouth County Reclamation Center | Monmouth County Reclamation Center | 0.0452 | 0.004
1002667 | 951 | Ocean County LF | NJ | Manchester | Ocean | Private | Ocean County Landfill Corp. | 16203683 | 2000 | Yes | 7.71 |  | 1022-0 | Operational | Project #1 | 1997-02-01 | Reciprocating Engine | Electricity | (6) Caterpillar 3516 reciprocating engines | 4.8 |  | Jersey Central Power & Light (JCP&L) | Aria Energy | 0.2169 | 0.0191
1002667 | 951 | Ocean County LF | NJ | Manchester | Ocean | Private | Ocean County Landfill Corp. | 16203683 | 2000 | Yes | 7.71 |  | 1022-1 | Operational | Project #1, Expansion #1 | 2007-04-03 | Reciprocating Engine | Electricity | (6) Caterpillar 3520s | 9.6 |  | Public Service Electric & Gas Company (PSE&G) | Aria Energy | 0.4337 | 0.0383
1000429 | 952 | Pennsauken SLF | NJ | Pennsauken | Camden | Public | Pollution Control Financing Authority of Camden County, NJ | 3900000 | 2013 | Yes | 0.64 | 0 | 1023-0 | Shutdown | Project #1 | 2004-12-31 | Reciprocating Engine | Electricity | (3) 925 kW Caterpillar 3516 engines | 2.775 | 1.2 | Aluminum Shapes | PPL Corporation | 0 | 0
1000429 | 952 | Pennsauken SLF | NJ | Pennsauken | Camden | Public | Pollution Control Financing Authority of Camden County, NJ | 3900000 | 2013 | Yes | 0.64 | 0 | 1023-1 | Operational | Project #1, De-Expansion #1 | 2011-01-01 | Reciprocating Engine | Electricity | (2) 925-kW Caterpillar 3516 engines | 1.85 | 0.64 | Aluminum Shapes | PPL Corporation | 0.0836 | 0.0074
1007261 | 948 | Salem County SLF | NJ | Alloway | Salem | Public | Salem County Improvement Authority | 963756 | 2000 | Yes | 0.792 |  | 1019-0 | Operational | Project #1 | 2008-12-18 | Reciprocating Engine | Electricity | (1) GE-Jenbacher JG616 | 1.9 |  | Atlantic Service Electric | DCO Energy, LLC; Marina Energy | 0.0858 | 0.0076
1005034 | 949 | Sussex County LF 1-E | NJ | Lafayette | Sussex | Public | Sussex County Municipal Utilities Authority | 1934255 | 2011 | Yes | 0.838 |  | 180970-0 | Operational | Project #2 | 2011-06-01 | Reciprocating Engine | Electricity | (2) Caterpillar 3520 engines | 1.5 |  | Jersey Central Power & Light (JCP&L) | Energenic-US, LLC | 0.0678 | 0.006
1004095 | 953 | Warren County District Landfill | NJ | Oxford | Warren | Public | Pollution Control Financing Authority of Warren County, NJ | 960000 | 2003 | Yes | 0.95 | 0.09 | 1024-0 | Shutdown | Project #1 | 2005-12-01 | Reciprocating Engine | Electricity | (2) Jenbacher 616s (1.9 MW each) | 3.8 | 1.728 | PJM Interconnection, LLC; Pollution Control Financing Authority of Warren County, NJ | DCO Energy, LLC; Marina Energy | 0 | 0
1004095 | 953 | Warren County District Landfill | NJ | Oxford | Warren | Public | Pollution Control Financing Authority of Warren County, NJ | 960000 | 2003 | Yes | 0.95 | 0.09 | 1024-1 | Operational | Project #1, De-Expansion #1 | 2012-01-01 | Reciprocating Engine | Electricity | (1) Jenbacher 616 | 1.9 | 0.86 | PJM Interconnection, LLC | DCO Energy, LLC; Marina Energy | 0.0858 | 0.0076
1003362 | 10480 | Camino Real Landfill | NM | Sunland Park | Dona Ana | Private | Waste Connections Inc. - Central Region |  |  | Yes | 0.778 |  | 180900-0 | Operational | Project #1 | 2008-03-01 | Reciprocating Engine | Electricity | (1) Caterpillar engine operating, (1) in standby mode | 1.5 | 0.778 | El Paso Electric (TX) | Four Peaks Energy | 0.0678 | 0.006
| 2061 | Los Angeles Landfill | NM | Albuquerque | Bernalillo | Public | City of Albuquerque, EHD, NM | 1560846 | 1983 | Yes |  |  | 180134-0 | Operational | Project #2 | 2006-06-01 | Microturbine | Electricity | Electricity from microturbine runs LFG extraction system and groundwater remediation system | 0.07 |  | Los Angeles Landfill | City of Albuquerque, EHD, NM | 0.0032 | 0.0003
1004352 | 930 | Apex Regional LF | NV | Las Vegas | Clark | Private | Republic Services, Inc. | 59000000 | 2012 | Yes |  |  | 1000-0 | Operational | Project #1 | 2012-05-01 | Gas Turbine | Electricity | (2) Solar Taurus 60 combustion turbine generators with SCR and inlet air chilling; biogas conditioning system (standard, high-pressure, 2-vessel regenerable gas conditioning skid & carbon polishing skid) removes NMOCs, siloxanes, and moisture | 10.67 | 7.2 | NV Energy | CC Landfill Energy | 0.4821 | 0.0425
1003260 | 931 | Lockwood Regional LF | NV | Sparks | Storey | Private | Waste Management, Inc. | 25139396 | 2009 | Yes | 2.07 |  | 1001-0 | Operational | Project #1 | 2012-04-09 | Reciprocating Engine | Electricity | (2) 20-cylinder, 1,605-hp Caterpillar engines | 3.2 |  | NV Energy | WM Renewable Energy, LLC | 0.1446 | 0.0128
1004823 | 965 | Al Turi LF | NY | Goshen | Orange | Private | Al Turi Landfill, Incorporated | 4051529 |  | Yes | 0.973 |  | 1036-0 | Shutdown | Project #1 | 1988-01-01 | Reciprocating Engine | Electricity | 5 Ruston engine generators initially: (1) 1.2 MW unit and (4) 0.7 MW units | 4 |  | Orange & Rockland Utilities, Inc. |  | 0 | 0
1004823 | 965 | Al Turi LF | NY | Goshen | Orange | Private | Al Turi Landfill, Incorporated | 4051529 |  | Yes | 0.973 |  | 1036-1 | Shutdown | Project #1, Expansion #1 & De-Expansion #1 | 1999-01-01 | Reciprocating Engine | Electricity | (2) Caterpillar 800 kW engines installed and the Ruston 1.2 MW engine retired | 4.4 |  | Orange & Rockland Utilities, Inc. |  | 0 | 0
1004823 | 965 | Al Turi LF | NY | Goshen | Orange | Private | Al Turi Landfill, Incorporated | 4051529 |  | Yes | 0.973 |  | 1036-2 | Shutdown | Project #1, De-Expansion #2 | 2005-01-01 | Reciprocating Engine | Electricity | (1) Caterpillar engine moved and (2) Ruston 0.7 MW engines shut down | 2.2 |  | Orange & Rockland Utilities, Inc. | Ameresco, Inc. | 0 | 0
1004823 | 965 | Al Turi LF | NY | Goshen | Orange | Private | Al Turi Landfill, Incorporated | 4051529 |  | Yes | 0.973 |  | 1036-3 | Operational | Project #1, De-Expansion #3 | 2007-01-01 | Reciprocating Engine | Electricity | (1) Caterpillar 800 kW engine | 0.8 | 0.46 | Orange & Rockland Utilities, Inc. | Ameresco, Inc. | 0.0361 | 0.0032
1004823 | 965 | Al Turi LF | NY | Goshen | Orange | Private | Al Turi Landfill, Incorporated | 4051529 |  | Yes | 0.973 |  | 1036-4 | Operational | Project #1, Re-Expansion #1 | 2011-07-25 | Reciprocating Engine | Electricity | (2) Caterpillar 800-kW engines to be restored | 1.6 | 0.92 | Orange & Rockland Utilities, Inc. | Ameresco, Inc. | 0.0723 | 0.0064
1006276 | 985 | Albany Landfill | NY | Albany | Albany | Public | City of Albany, NY | 9579785 | 2008 | Yes | 3.68 |  | 1057-0 | Operational | Project #1 | 1998-01-01 | Reciprocating Engine | Electricity | (2) 950-kW engines | 1.9 | 1 | Niagara Mohawk Power Corporation |  | 0.0858 | 0.0076
1006276 | 985 | Albany Landfill | NY | Albany | Albany | Public | City of Albany, NY | 9579785 | 2008 | Yes | 3.68 |  | 1057-1 | Operational | Project #1, Expansion #1 | 2008-12-01 | Reciprocating Engine | Electricity | (1) 950-kW engine | 0.95 |  | Niagara Mohawk Power Corporation | Fortistar Methane Group | 0.0429 | 0.0038
1006276 | 985 | Albany Landfill | NY | Albany | Albany | Public | City of Albany, NY | 9579785 | 2008 | Yes | 3.68 |  | 1057-2 | Operational | Project #1, Expansion #2 | 2013-05-15 | Reciprocating Engine | Electricity | (2) Caterpillar 3520 engine-generators | 3.2 | 1.7 | Village of Solvay, NY | Fortistar Methane Group | 0.1446 | 0.0128
| 1008 | Auburn SLF #1 | NY | Auburn | Cayuga | Public | City of Auburn, NY | 700000 |  | Yes | 1.08 |  | 180971-0 | Operational | Combination Project #2 | 2010-01-31 | Reciprocating Engine | Electricity | 3 Jenbacher engines in place (2 operating initially), electric generating plant will be fueled by both LFG and WWTP sludge (facility will use an anaerobic digester to convert wastewater sludge into gas to produce electricity) | 2 | 0.864 | City of Auburn Water Pollution Control Facility; New York State Electric & Gas Corporation (NYSEG) | CH Energy | 0.0904 | 0.008
1003034 | 1009 | Auburn SLF #2 | NY | Auburn | Cayuga | Public | City of Auburn, NY | 756000 | 2004 | Yes |  |  | 180971-0 | Operational | Combination Project #2 | 2010-01-31 | Reciprocating Engine | Electricity | 3 Jenbacher engines in place (2 operating initially), electric generating plant will be fueled by both LFG and WWTP sludge (facility will use an anaerobic digester to convert wastewater sludge into gas to produce electricity) | 2 | 0.864 | City of Auburn Water Pollution Control Facility; New York State Electric & Gas Corporation (NYSEG) | CH Energy | 0.0904 | 0.008
1003033 | 10700 | Ava Landfill | NY | Boonville | Oneida | Public | Oneida-Herkimer Solid Waste Authority | 1200000 | 2011 | Yes | 1.48 |  | 180924-0 | Operational | Project #1 | 2012-05-01 | Reciprocating Engine | Electricity | (1) CAT 3520 initially | 1.6 |  | New York Independent System Operator (NYISO) | WM Renewable Energy, LLC | 0.0723 | 0.0064
1003033 | 10700 | Ava Landfill | NY | Boonville | Oneida | Public | Oneida-Herkimer Solid Waste Authority | 1200000 | 2011 | Yes | 1.48 |  | 180924-1 | Operational | Project #1, Expansion #1 | 2013-05-01 | Reciprocating Engine | Electricity | CAT 3560 | 1.6 |  | New York Independent System Operator (NYISO) | WM Renewable Energy, LLC | 0.0723 | 0.0064
1006196 | 980 | Brookhaven LF | NY | Yaphank | Suffolk | Public | Town of Brookhaven | 8100000 |  | Yes | 0.468 |  | 1052-0 | Shutdown | Project #1 | 1982-12-01 | Reciprocating Engine | Electricity | (4) Deutz lean-burn, 4 stroke spark ignition engines (rated at 1,330 kW each; use 450 cfm each) were installed in 1997 to replace original (4) Caterpillar engines damaged in a fire in 1995 | 5.32 | 2.592 | Brookhaven Landfill Energy Corporation; Long Island Power Authority | Wehran Energy Corporation | 0 | 0
1006196 | 980 | Brookhaven LF | NY | Yaphank | Suffolk | Public | Town of Brookhaven | 8100000 |  | Yes | 0.468 |  | 1052-1 | Operational | Project #1 - De-Expansion #1 | 2010-01-01 | Reciprocating Engine | Electricity |  | 0.8 | 0.432 | Long Island Power Authority | Wehran Energy Corporation | 0.0361 | 0.0032
1002436 | 996 | Broome County Nanticoke SLF | NY | Binghamton | Broome | Public | Broome County, NY | 7000000 | 2009 | Yes | 1.65 |  | 1068-0 | Operational | Project #1 | 2004-03-13 | Reciprocating Engine | Electricity | (2) Caterpillar 399 SITA engines/generators | 1.3 |  | New York State Electric & Gas Corporation (NYSEG) | Meridian Resources | 0.0587 | 0.0052
1002436 | 996 | Broome County Nanticoke SLF | NY | Binghamton | Broome | Public | Broome County, NY | 7000000 | 2009 | Yes | 1.65 |  | 1068-1 | Operational | Project #1, Expansion #1 | 2007-10-19 | Reciprocating Engine | Electricity | (1) Caterpillar 3516 engine/generator and (1) Caterpillar 398 SITA engine/generator | 1.3 |  | New York State Electric & Gas Corporation (NYSEG) | Meridian Resources | 0.0587 | 0.0052
1002436 | 996 | Broome County Nanticoke SLF | NY | Binghamton | Broome | Public | Broome County, NY | 7000000 | 2009 | Yes | 1.65 |  | 1068-2 | Planned | Project #1, Expansion #2 | 2014-12-31 | Reciprocating Engine | Electricity | [5 empty] | 0 | 0
1007617 | 987 | Chaffee LF | NY | Chaffee | Erie | Private | Waste Management, Inc. | 8502406 | 2009 | Yes | 3.74 |  | 1059-0 | Operational | Project #1 | 2006-12-31 | Reciprocating Engine | Electricity | (6) Caterpillar 3516 engines | 3.88 | 2.15 | New York Independent System Operator (NYISO) | WM Renewable Energy, LLC | 0.1753 | 0.0155
1007617 | 987 | Chaffee LF | NY | Chaffee | Erie | Private | Waste Management, Inc. | 8502406 | 2009 | Yes | 3.74 |  | 1059-1 | Operational | Project #1, Expansion #1 | 2009-08-01 | Reciprocating Engine | Electricity |  | 1.29 | 0.72 | New York Independent System Operator (NYISO) | WM Renewable Energy, LLC | 0.0583 | 0.0051
1005488 | 990 | Chautauqua County Landfill | NY | Jamestown | Chautauqua | Public | Chautauqua County, NY | 5900000 | 2008 | Yes | 3.28 |  | 180850-0 | Operational | Project #2 | 2010-02-12 | Reciprocating Engine | Electricity | (4) Caterpillar 3520 engines | 6.4 | 3.28 | New England Independent System Operator (NEISO); New York Independent System Operator (NYISO) | Chautauqua County, NY; Innovative Energy Systems, LLC | 0.2892 | 0.0255
1005488 | 990 | Chautauqua County Landfill | NY | Jamestown | Chautauqua | Public | Chautauqua County, NY | 5900000 | 2008 | Yes | 3.28 |  | 180850-1 | Operational | Project #2, Expansion #1 | 2011-01-01 | Reciprocating Engine | Electricity | (2) Caterpillar 3520 engines added | 0 | 0 | New England Independent System Operator (NEISO); New York Independent System Operator (NYISO) | Chautauqua County, NY; Innovative Energy Systems, LLC | 0 | 0
1005259 | 999 | Clinton County Regional Landfill | NY | Morrisonville | Clinton | Public | Clinton County, NY | 3831617 | 2006 | Yes | 3.02 | 0.42 | 1071-0 | Operational | Project #1 | 2008-10-21 | Reciprocating Engine | Electricity | (3) Caterpillar 3520s | 4.8 | 2.3 | New York State Electric & Gas Corporation (NYSEG) | Casella Waste Systems, Inc.; Innovative Energy Systems, LLC | 0.2169 | 0.0191
1005259 | 999 | Clinton County Regional Landfill | NY | Morrisonville | Clinton | Public | Clinton County, NY | 3831617 | 2006 | Yes | 3.02 | 0.42 | 1071-1 | Operational | Project #1, Expansion #1 | 2010-02-28 | Reciprocating Engine | Electricity | (1) Caterpillar 3520 (used for back-up and peaking loads only) | 0 |  | New York State Electric & Gas Corporation (NYSEG) | Casella Waste Systems, Inc.; Innovative Energy Systems, LLC | 0 | 0
1004057 | 989 | DANC Solid Waste Management Facility | NY | Rodman | Jefferson | Public | Development Authority of the North Country (DANC) | 3820801 | 2008 | Yes | 3.37 |  | 1061-0 | Operational | Project #1 | 2008-10-07 | Reciprocating Engine | Electricity | (3) engines, siloxane removal system | 4.8 | 2.3 | Niagara Mohawk Power Corporation | Innovative Energy Systems, LLC | 0.2169 | 0.0191
1004057 | 989 | DANC Solid Waste Management Facility | NY | Rodman | Jefferson | Public | Development Authority of the North Country (DANC) | 3820801 | 2008 | Yes | 3.37 |  | 1061-1 | Operational | Project #1, Expansion #1 | 2012-04-09 | Reciprocating Engine | Electricity | (1) Caterpillar G3520 engine, siloxane removal system | 1.6 | 0.8 | Niagra Mohawk Power Corporation | Innovative Energy Systems, LLC | 0.0723 | 0.0064
| 983 | Delaware County LF | NY | Walton | Delaware | Public | Delaware County, NY | 908000 | 2006 | Yes |  | 0.288 | 1055-0 | Operational | Project #1 | 2008-11-15 | Reciprocating Engine | Electricity | GE Jenbacher - Model 320 | 1.06 |  | Delaware Electric Cooperative | Delaware County, NY | 0.0479 | 0.0042
1004894 | 984 | Fulton County LF | NY | Johnstown | Fulton | Public | Fulton County, NY | 998486 | 2001 | Yes |  |  | 1056-0 | Operational | Project #1 | 2010-06-04 | Reciprocating Engine | Electricity | (2) Caterpillar G3520 engines | 3.2 | 1.5 | National Grid Electric | Innovative Energy Systems, LLC | 0.1446 | 0.0128
1007648 | 972 | High Acres LF and Recycling Center | NY | Fairport | Monroe | Private | Waste Management, Inc. | 16138526 | 2009 | Yes | 10.8 |  | 1043-0 | Operational | Project #1 | 1991-01-01 | Reciprocating Engine | Electricity | (4) Caterpillar 3516 engines | 3.2 |  | New York Independent System Operator (NYISO) |  | 0.1446 | 0.0128
1007648 | 972 | High Acres LF and Recycling Center | NY | Fairport | Monroe | Private | Waste Management, Inc. | 16138526 | 2009 | Yes | 10.8 |  | 1043-1 | Operational | Project #1, Expansion #1 | 2008-03-01 | Reciprocating Engine | Electricity | (4) Caterpillar 3520s | 6.4 |  | New York Independent System Operator (NYISO) | WM Renewable Energy, LLC | 0.2892 | 0.0255
1005258 | 1997 | Hyland LF | NY | Angelica | Allegany | Private | Casella Waste Systems, Inc. | 2000000 | 2008 | Yes | 2.13 |  | 167082-0 | Operational | Project #1 | 2008-08-28 | Reciprocating Engine | Electricity | (3) Caterpillar G3520 engines (1 more later) | 4.8 | 2.3 | New York State Electric & Gas Corporation (NYSEG) | Casella Waste Systems, Inc.; Innovative Energy Systems, LLC | 0.2169 | 0.0191
1002951 | 992 | Mill Seat LF | NY | Bergen | Monroe | Public | Monroe County, NY | 5147224 | 2008 | Yes | 4.68 | 1.224 | 1064-0 | Operational | Project #1 | 2007-07-01 | Reciprocating Engine | Electricity | (6) Caterpillar 3516 engines initially | 4.8 | 2.592 | New York Independent System Operator (NYISO) | WM Renewable Energy, LLC | 0.2169 | 0.0191
1002951 | 992 | Mill Seat LF | NY | Bergen | Monroe | Public | Monroe County, NY | 5147224 | 2008 | Yes | 4.68 | 1.224 | 1064-1 | Operational | Project #1, Expansion #1 | 2009-01-01 | Reciprocating Engine | Electricity | (2) Caterpillar 3516 generators | 1.6 | 0.864 | New York Independent System Operator (NYISO) | WM Renewable Energy, LLC | 0.0723 | 0.0064
1008011 | 971 | Monroe Livingston SLF | NY | Scottsville | Livingston | Private | Waste Management, Inc. | 5212000 |  | Yes | 0.679 |  | 1042-0 | Shutdown | Project #1 | 1988-12-01 | Reciprocating Engine | Electricity | (4) Caterpillar G3516s | 3.2 |  | New York Independent System Operator (NYISO) | WM Renewable Energy, LLC | 0 | 0
1008011 | 971 | Monroe Livingston SLF | NY | Scottsville | Livingston | Private | Waste Management, Inc. | 5212000 |  | Yes | 0.679 |  | 1042-1 | Shutdown | Project #, De-Expansion #1 | 2001-01-01 | Reciprocating Engine | Electricity | (3) Caterpillar G3516s | 2.4 |  | New York Independent System Operator (NYISO) | WM Renewable Energy, LLC | 0 | 0
1008011 | 971 | Monroe Livingston SLF | NY | Scottsville | Livingston | Private | Waste Management, Inc. | 5212000 |  | Yes | 0.679 |  | 1042-2 | Operational | Project #1, De-Expansion #2 | 2010-01-01 | Reciprocating Engine | Electricity | (2) Caterpillar G3516s | 1.6 |  | New York Independent System Operator (NYISO) | WM Renewable Energy, LLC | 0.0723 | 0.0064
1003028 | 982 | New Bath Landfill | NY | Bath | Steuben | Public | Steuben County, NY | 2571501 | 2008 | Yes | 1.2 |  | 1054-0 | Operational | Project #1 | 2010-11-02 | Reciprocating Engine | Electricity | (2) Caterpillar 3520 engines | 3.2 | 1.22 | Steuben Rural Electric Cooperative, Inc. (SREC) | Casella Waste Systems, Inc.; Innovative Energy Systems, LLC; Steuben Rural Electric Cooperative, Inc. (SREC) | 0.1446 | 0.0128
| 973 | Oceanside LF | NY | Oceanside | Nassau | Public | Town of Hempstead, NY | 6500000 |  | Yes |  |  | 1044-0 | Shutdown | Project #1 | 1990-01-01 | Reciprocating Engine | Electricity |  | 3 | 1.7 | Long Island Power Authority | Biogas Energy Solutions, LLC | 0 | 0
| 973 | Oceanside LF | NY | Oceanside | Nassau | Public | Town of Hempstead, NY | 6500000 |  | Yes |  |  | 1044-1 | Operational | Project #1, De-Expansion #1 | 2009-01-01 | Reciprocating Engine | Electricity |  | 0.6 |  | Long Island Power Authority | Biogas Energy Solutions, LLC | 0.0271 | 0.0024
1005257 | 1006 | Ontario County SLF | NY | Stanley | Ontario | Public | Ontario County, NY | 2623871 | 2002 | Yes | 6.54 |  | 1078-0 | Operational | Project #1 | 2003-10-15 | Reciprocating Engine | Electricity | (4) Caterpillar G3516 16-cylinder internal combustion engines driving four generators to produce about 3.2 MW, engines run 24/7, unique glycol washing & filtering system | 3.2 | 1.9 | New York State Electric & Gas Corporation (NYSEG) | Innovative Energy Systems, LLC | 0.1446 | 0.0128
1005257 | 1006 | Ontario County SLF | NY | Stanley | Ontario | Public | Ontario County, NY | 2623871 | 2002 | Yes | 6.54 |  | 1078-1 | Operational | Project #1, Expansion #1 | 2005-06-29 | Reciprocating Engine | Electricity | (3) Caterpillar G3516 engines run 24/7, unique glycol washing & filtering system | 2.4 | 1.4 | New York State Electric & Gas Corporation (NYSEG) | Innovative Energy Systems, LLC | 0.1084 | 0.0096
1005257 | 1006 | Ontario County SLF | NY | Stanley | Ontario | Public | Ontario County, NY | 2623871 | 2002 | Yes | 6.54 |  | 1078-2 | Operational | Project #1, Expansion #2 | 2010-11-25 | Reciprocating Engine | Electricity | (1) Caterpillar G3516 engine | 0.8 | 0.5 | New York State Electric & Gas Corporation (NYSEG) | Innovative Energy Systems, LLC | 0.0361 | 0.0032
1005257 | 1006 | Ontario County SLF | NY | Stanley | Ontario | Public | Ontario County, NY | 2623871 | 2002 | Yes | 6.54 |  | 1078-3 | Operational | Project #1, Expansion #3 | 2013-03-01 | Reciprocating Engine | Electricity | (3) Caterpillar G3520 engines | 4.8 | 2.3 | New York State Electric & Gas Corporation (NYSEG) | Innovative Energy Systems, LLC | 0.2169 | 0.0191
1004042 | 981 | Seneca Meadows SWMF | NY | Waterloo | Seneca | Private | Progressive Waste Solutions Ltd. | 24289318 | 2008 | Yes | 12.3 |  | 1053-0 | Operational | Project #1 and Expansion #1 | 1996-03-01 | Reciprocating Engine | Electricity | (5) G3516 Caterpillar engines, each rated at 1,200 hp (800 kW) | 4 | 2.38 | New York State Electric & Gas Corporation (NYSEG) | Innovative Energy Systems, LLC | 0.1807 | 0.0159
1004042 | 981 | Seneca Meadows SWMF | NY | Waterloo | Seneca | Private | Progressive Waste Solutions Ltd. | 24289318 | 2008 | Yes | 12.3 |  | 1053-1 | Operational | Project #1, Expansion #2 | 1997-06-01 | Reciprocating Engine | Electricity | (2) G3516 Caterpillar engines, each rated at 1,200 hp (800 kW) | 1.6 | 0.8 | New York State Electric & Gas Corporation (NYSEG) | Innovative Energy Systems, LLC | 0.0723 | 0.0064
1004042 | 981 | Seneca Meadows SWMF | NY | Waterloo | Seneca | Private | Progressive Waste Solutions Ltd. | 24289318 | 2008 | Yes | 12.3 |  | 1053-2 | Operational | Project #1, Expansion #3 | 1998-06-01 | Reciprocating Engine | Electricity | (7) G3516 Caterpillar engines, each rated at 1,200 hp (800 kW) | 5.6 | 3.3 | New York State Electric & Gas Corporation (NYSEG) | Innovative Energy Systems, LLC | 0.253 | 0.0223
1004042 | 981 | Seneca Meadows SWMF | NY | Waterloo | Seneca | Private | Progressive Waste Solutions Ltd. | 24289318 | 2008 | Yes | 12.3 |  | 1053-3 | Operational | Project #1, Expansion #4 | 2007-01-18 | Reciprocating Engine | Electricity | (4) Caterpillar 3520 engines | 6.4 | 3 | New York State Electric & Gas Corporation (NYSEG) | Innovative Energy Systems, LLC | 0.2892 | 0.0255
1005155 | 988 | Town of Colonie SLF | NY | Cohoes | Albany | Public | Town of Colonie, NY | 4261457 | 2008 | Yes |  |  | 1060-0 | Operational | Project #1 | 2006-03-09 | Reciprocating Engine | Electricity | (3) 3520 Caterpillar engines | 4.8 | 2.6 | National Grid Electric | Innovative Energy Systems, LLC | 0.2169 | 0.0191
| 974 | Tripoli LF Granville | NY | Camillus | Onondaga | Public |  | 1700000 |  | Yes |  |  | 1045-0 | Shutdown | Project #1 | 1988-01-01 | Reciprocating Engine | Electricity |  | 1.2 |  | Niagara Mohawk Power Corporation | Biogas Energy Solutions, LLC | 0 | 0
| 974 | Tripoli LF Granville | NY | Camillus | Onondaga | Public |  | 1700000 |  | Yes |  |  | 1045-1 | Operational | Project #1, De-Expansion #1 | 2009-01-01 | Reciprocating Engine | Electricity |  | 0.6 |  | Niagara Mohawk Power Corporation | Biogas Energy Solutions, LLC | 0.0271 | 0.0024
1006088 | 1197 | Akron Regional Landfill | OH | Akron | Summit | Public | City of Akron, OH | 6014112 |  | Yes | 0.606 |  | 200378-0 | Operational | Project #2 | 2012-08-01 | Reciprocating Engine | Electricity | Waukesha APG 1000 (42% energy efficiency); WWTP also uses gas from AD system, together with LFG WWTP generates 95% of its energy onsite | 1.1 |  | City of Akron Waste Water Treatment Plant | Hull & Associates, Inc. | 0.0497 | 0.0044
1003102 | 1187 | Carbon Limestone LF | OH | Lowellville | Mahoning | Private | Republic Services, Inc. | 22601542 | 2005 | Yes | 10.3 |  | 1261-0 | Operational | Project #1 | 2001-12-13 | Reciprocating Engine | Electricity | (11) 1400 bkW (14.0 million Btu/hr) Deutz TBG 620 V16K internal combustion engines operating initially (14 installed) | 14.85 |  | American Municipal Power - Ohio, Inc. | Energy Developments, Inc | 0.6709 | 0.0592
1003102 | 1187 | Carbon Limestone LF | OH | Lowellville | Mahoning | Private | Republic Services, Inc. | 22601542 | 2005 | Yes | 10.3 |  | 1261-1 | Operational | Project #1, Expansion #1 | 2004-01-01 | Reciprocating Engine | Electricity | (3) remaining originally installed 1400 bkW (14.0 million Btu/hr) Deutz TBG 620 V16K internal combustion engines | 4.2 |  | American Municipal Power - Ohio, Inc. | Energy Developments, Inc | 0.1898 | 0.0167
1003102 | 1187 | Carbon Limestone LF | OH | Lowellville | Mahoning | Private | Republic Services, Inc. | 22601542 | 2005 | Yes | 10.3 |  | 1261-2 | Operational | Project #1, Expansion #2 | 2011-03-01 | Reciprocating Engine | Electricity | (2) 1400 bkW (14.0 MMBtu/hr) Duetz TBG 620 V16K engines | 2.8 |  | American Municipal Power - Ohio, Inc. | Energy Developments, Inc | 0.1265 | 0.0112
1003102 | 1187 | Carbon Limestone LF | OH | Lowellville | Mahoning | Private | Republic Services, Inc. | 22601542 | 2005 | Yes | 10.3 |  | 1261-3 | Operational | Project #1, Expansion #3 | 2012-01-01 | Reciprocating Engine | Electricity | (2) CAT G3520C (2,233 hp) engines | 3.2 |  | American Municipal Power - Ohio, Inc. | Energy Developments, Inc | 0.1446 | 0.0128
1002480 | 1184 | Cherokee Run Landfill, Inc. | OH | Bellefontaine | Logan | Private | Republic Services, Inc. | 7407445 | 2005 | Yes | 4.68 |  | 180946-0 | Operational | Project #2 | 2009-03-01 | Reciprocating Engine | Electricity | (3) Caterpillar 3520s | 4.8 | 2.4 | Exelon Power | CB&I; DTE Biomass Energy | 0.2169 | 0.0191
1006103 | 1172 | Erie County SLF | OH | Milan | Erie | Public | Erie County, OH | 2562038 | 2008 | Yes | 0.817 | 0 | 1246-0 | Operational | Project #1 | 2010-04-07 | Reciprocating Engine | Electricity | Caterpillar 1.6-MW engine | 1.55 |  | American Municipal Power - Ohio, Inc.; City of Oberlin, OH | Bio-Gas Technologies, LLC | 0.07 | 0.0062
1006103 | 1172 | Erie County SLF | OH | Milan | Erie | Public | Erie County, OH | 2562038 | 2008 | Yes | 0.817 | 0 | 1246-1 | Operational | Project #1, Expansion #1 | 2013-01-01 | Reciprocating Engine | Electricity |  | 0.6 |  | American Municipal Power - Ohio, Inc. | Bio-Gas Technologies, LLC | 0.0271 | 0.0024
1003392 | 1159 | Geneva Landfill | OH | Geneva | Ashtabula | Private | Waste Management, Inc. | 3494385 | 2005 | Yes | 1.98 | 1.98 | 1233-0 | Operational | Project #1 | 2013-04-01 | Reciprocating Engine | Electricity |  | 4 |  | City of Oberlin, OH | WM Renewable Energy, LLC | 0.1807 | 0.0159
1003638 | 1179 | Hancock County Sanitary LF | OH | Findlay | Hancock | Public | Hancock County, OH | 3000000 | 2014 | Yes | 1.66 |  | 1253-0 | Operational | Project #1 | 2014-08-27 | Reciprocating Engine | Electricity | (4) re-built Caterpillar 3516 engine generator sets | 3.2 | 1.584 | Hancock-Wood Electric Cooperative | Granger Energy | 0.1446 | 0.0128
1007969 | 2429 | Lorain County II Landfill | OH | Oberlin | Lorain | Private | Republic Services, Inc. | 14442224 | 2006 | Yes | 10.68 | 4.68 | 1259-0 | Operational | Project #1 | 2001-12-03 | Reciprocating Engine | Electricity | (6) Deutz engines | 8.1 | 4.5 | American Municipal Power - Ohio, Inc. | Energy Developments, Inc | 0.366 | 0.0323
1007969 | 2429 | Lorain County II Landfill | OH | Oberlin | Lorain | Private | Republic Services, Inc. | 14442224 | 2006 | Yes | 10.68 | 4.68 | 1259-1 | Operational | Project #1, Expansion #1 | 2003-07-01 | Reciprocating Engine | Electricity | (2) additional Deutz engines | 2.7 | 1.5 | American Municipal Power - Ohio, Inc. | Energy Developments, Inc | 0.122 | 0.0108
1007756 | 2243 | Mahoning LF | OH | New Springfield | Mahoning | Private | Waste Management, Inc. | 5121735 | 2009 | Yes | 1.91 |  | 180331-0 | Operational | Project #1 | 2013-02-15 | Reciprocating Engine | Electricity | (5) CAT 3516 engines running initially (6 installed) | 4 |  | City of Oberlin, OH | WM Renewable Energy, LLC | 0.1807 | 0.0159
1007756 | 2243 | Mahoning LF | OH | New Springfield | Mahoning | Private | Waste Management, Inc. | 5121735 | 2009 | Yes | 1.91 |  | 180331-1 | Planned | Project #1, Expansion #1 | 2014-01-01 | Reciprocating Engine | Electricity | (1) CAT 3516 engine | 0.8 |  |  | WM Renewable Energy, LLC | 0 | 0
1003788 | 2050 | Model Landfill | OH | Grove City | Franklin | Public | Solid Waste Authority of Central Ohio, OH | 1837324 | 1985 | Yes | 0.811 |  | 167136-0 | Operational | Project #1 | 2001-05-01 | Reciprocating Engine | Electricity | 3 gensets | 4.05 |  | City of Columbus, OH | Energy Developments, Inc | 0.183 | 0.0161
1004484 | 1189 | Ottawa County LF | OH | Port Clinton | Ottawa | Private | Republic Services, Inc. | 7926474 | 2005 | Yes | 1.64 |  | 1263-0 | Operational | Project #1 | 2001-04-01 | Reciprocating Engine | Electricity | (2) Deutz engines | 2.7 |  | American Municipal Power - Ohio, Inc. | Energy Developments, Inc | 0.122 | 0.0108
1004484 | 1189 | Ottawa County LF | OH | Port Clinton | Ottawa | Private | Republic Services, Inc. | 7926474 | 2005 | Yes | 1.64 |  | 1263-1 | Shutdown | Project #1, Expansion #1 | 2004-01-01 | Reciprocating Engine | Electricity | 1 engine | 1.35 |  | American Municipal Power - Ohio, Inc. | Energy Developments, Inc | 0 | 0
1003661 | 2247 | Suburban South R&D | OH | Glenford | Perry | Private | Waste Management, Inc. | 7555609 | 2005 | Yes | 2.71 |  | 180335-0 | Operational | Project #1 | 2011-01-01 | Reciprocating Engine | Electricity | (7) 800-kW Caterpillar 3516s | 5.6 |  | Buckeye Power, Inc. | WM Renewable Energy, LLC | 0.253 | 0.0223
1002552 | 12142 | American Environmental Landfill | OK | Sand Springs | Osage | Private | American Environmental Landfill, Inc. |  |  | Yes | 1.94 | 0.36 | 181113-0 | Operational | Project #1 | 2013-04-17 | Reciprocating Engine | Electricity | (2) Caterpillar 3520 engines | 3.2 | 1.58 | Oklahoma Municipal Power Authority | Montauk Energy Capital | 0.1446 | 0.0128
1007054 | 1246 | Coffin Butte LF | OR | Corvallis | Benton | Private | Republic Services, Inc. | 4500000 | 2001 | Yes | 2.84 |  | 1321-0 | Operational | Project #1 | 1995-10-01 | Reciprocating Engine | Electricity | (3) Caterpillar 3516 engines | 2.4 |  | Pacific Northwest Generating Cooperative | Power Resources Cooperative | 0.1084 | 0.0096
1007054 | 1246 | Coffin Butte LF | OR | Corvallis | Benton | Private | Republic Services, Inc. | 4500000 | 2001 | Yes | 2.84 |  | 1321-1 | Operational | Project #1, Expansion #1 | 2007-10-01 | Reciprocating Engine | Electricity | (2) Caterpillar 3520 engines | 3.2 |  | Pacific Northwest Generating Cooperative | Power Resources Cooperative | 0.1446 | 0.0128
1007989 | 1241 | Columbia Ridge LF | OR | Arlington | Gilliam | Private | Waste Management, Inc. | 35783633 | 2009 | Yes | 6.62 |  | 1316-0 | Operational | Project #1 | 2009-12-15 | Reciprocating Engine | Electricity | (8) Caterpillar 3516s | 6.4 |  | Seattle City Light | WM Renewable Energy, LLC | 0.2892 | 0.0255
1007989 | 1241 | Columbia Ridge LF | OR | Arlington | Gilliam | Private | Waste Management, Inc. | 35783633 | 2009 | Yes | 6.62 |  | 1316-1 | Construction | Project #1, Expansion #1 | 2014-08-31 | Reciprocating Engine | Electricity | (4) additional engines | 6.4 |  |  | WM Renewable Energy, LLC | 0.2892 | 0.0255
1005652 | 2073 | Dry Creek Landfill | OR | Eagle Point | Jackson | Private | Rogue Disposal & Recycling | 2000000 | 2004 | Yes | 1.82 |  | 180125-0 | Operational | Project #1 | 2007-05-15 | Reciprocating Engine | Electricity | (2) Caterpillar 3520 engine/generator sets | 3.2 | 1.5 | PacifiCorp | Oregon Environmental Industries (OEI) | 0.1446 | 0.0128
1007687 | 1248 | Riverbend Landfill Company, Inc. | OR | McMinnville | Yamhill | Private | Waste Management, Inc. | 2500000 | 2001 | Yes | 4.67 |  | 181029-0 | Operational | Project #2 | 2010-06-30 | Reciprocating Engine | Electricity | (6) 800-kW Caterpillar 3516s | 4.8 |  | McMinnville Power & Light | WM Renewable Energy, LLC | 0.2169 | 0.0191
1005384 | 1245 | Roseburg LF | OR | Roseburg | Douglas | Public | Douglas County, OR | 1600000 | 2009 | Yes | 0.701 |  | 1320-0 | Operational | Project #1 | 2011-12-14 | Reciprocating Engine | Electricity |  | 1.8 | 0.701 | Pacific Power | Roseburg LFG Energy | 0.0813 | 0.0072
1007001 | 1247 | Short Mountain LF | OR | Eugene | Lane | Public | Lane County | 3410000 |  | Yes | 1.59 |  | 1322-0 | Operational | Project #1 | 1992-01-01 | Reciprocating Engine | Electricity | LFG is burned in IC engines (CAT 3516's) to generate electricity | 1.6 |  | Bonneville Power Administration; Emerald People's Utility District (PUD) | Emerald People's Utility District (PUD) | 0.0723 | 0.0064
1007001 | 1247 | Short Mountain LF | OR | Eugene | Lane | Public | Lane County | 3410000 |  | Yes | 1.59 |  | 1322-1 | Operational | Project #1, Expansion #1 | 1993-11-01 | Reciprocating Engine | Electricity | LFG is burned in IC engines (CAT 3516's) to generate electricity | 1.6 |  | Bonneville Power Administration; Emerald People's Utility District (PUD) | Emerald People's Utility District (PUD) | 0.0723 | 0.0064
1007645 | 1254 | Alliance SLF | PA | Taylor | Lackawanna | Private | Waste Management, Inc. | 21355144 | 2012 | Yes | 9.01 |  | 180862-0 | Operational | Project #2 | 2010-01-31 | Gas Turbine | Electricity | 19-mile pipeline to (2) Solar Mercury 50 recuperated turbines (each rated at 4.6 MWe ISO, with 38.5% electrical efficiency, guaranteed 22 ppm NOx) at PEI’s 20+ MW Archbald power station | 9.2 |  | PEI Power; PJM Interconnection, LLC | PEI Power; Waste Management, Inc. | 0.4157 | 0.0367
1003456 | 1276 | Arden LF | PA | Washington | Washington | Private | Waste Management, Inc. | 4862968 | 2006 | Yes | 2.69 | 0.09 | 1351-0 | Operational | Project #1 | 2009-01-30 | Reciprocating Engine | Electricity | (6) Caterpillar 3516 engines | 4.8 | 2.6 | PJM Interconnection, LLC | WM Renewable Energy, LLC | 0.2169 | 0.0191
1002232 | 1253 | Chrin Brothers LF | PA | Easton | Northampton | Private | Chrin Brothers, Inc. | 3300000 | 2013 | Yes | 3.29 | 1.69 | 1328-0 | Operational | Project #1 | 2011-07-28 | Reciprocating Engine | Electricity | 1-mile pipeline to (2) Caterpillar 3520 engines; provides electricity to grid and can provide electricity & heat for new manufacturing companies to be built in adjacent Glendon Green Energy Park | 3.2 | 1.6 | PPL Corporation | PPL Corporation | 0.1446 | 0.0128
1004413 | 1294 | Commonwealth Environmental Systems (CES) LF | PA | Hegins | Schuylkill | Private | CES | 5564197 | 2010 | Yes | 6.96 | 0.244 | 180907-0 | Operational | Project #2 | 2009-01-22 | Gas Turbine | Electricity | (2) Solar Taurus 60s | 11 | 6.48 | PJM Interconnection, LLC | UGI Development Company | 0.497 | 0.0438
1004162 | 1260 | Cumberland County LF | PA | Shippensburg | Cumberland | Private | Advanced Disposal Services | 7700000 | 2013 | Yes | 3.47 | 0.15 | 1335-0 | Operational | Project #1 | 2009-06-26 | Reciprocating Engine | Electricity | (4) Caterpillar 3520 engine generators | 6.1 | 3.32 | Adams Electric Cooperative | PPL Corporation | 0.2756 | 0.0243
1003460 | 1255 | Grand Central SLF | PA | Pen Argyl | Northampton | Private | Waste Management, Inc. | 11293057 | 2009 | Yes | 5.82 | 0.91 | 1330-0 | Operational | Project #1 | 2001-03-01 | Gas Turbine | Electricity | 3 turbines | 9.9 | 4.9 |  | Green Knight Economic Development Corporation; Waste Management, Inc. | 0.4473 | 0.0395
1002786 | 1265 | Greater Lebanon Refuse Authority LF | PA | Lebanon | Lebanon | Public | Greater Lebanon Refuse Authority, PA | 2030000 | 2013 | Yes | 1.08 |  | 180910-0 | Operational | Project #2 | 2007-09-13 | Reciprocating Engine | Electricity | (2) Caterpillar 3520 engines | 2 | 1.08 | Metropolitan Edison Company | Greater Lebanon Refuse Authority, PA; PPL Corporation | 0.0904 | 0.008
1007615 | 1249 | GROWS LF | PA | Morrisville | Bucks | Private | Waste Management, Inc. | 34087850 | 2010 | Yes | 5.06 | 0.04 | 1327-1 | Operational | Combination Project - Expansion #1 | 1999-01-01 | Steam Turbine | Electricity | boiler to steam turbine; each of the 2 steam turbine-generator units at the Fairless Hills power generation facility is 30 MW but only one is operating | 14.3 |  | Exelon Power | Exelon Power; Waste Management, Inc. | 0.6461 | 0.057
1007615 | 1249 | GROWS LF | PA | Morrisville | Bucks | Private | Waste Management, Inc. | 34087850 | 2010 | Yes | 5.06 | 0.04 | 1327-3 | Operational | Combination Project - Expansion #3 | 2007-01-01 | Steam Turbine | Electricity | boiler to steam turbine; each of the 2 steam turbine-generator units at the Fairless Hills power generation facility is 30 MW | 2.5 |  | Exelon Power | Exelon Power; Waste Management, Inc. | 0.1129 | 0.01
1007615 | 1249 | GROWS LF | PA | Morrisville | Bucks | Private | Waste Management, Inc. | 34087850 | 2010 | Yes | 5.06 | 0.04 | 180121-0 | Shutdown | Project #1 | 1988-01-01 | Gas Turbine | Electricity | 2 Centaur units; each of the 2 gas combustion turbine-generator units at the Pennsbury power generation facility is 3.3 MW | 6.6 |  | Exelon Power | Exelon Power; Waste Management, Inc. | 0 | 0
1007615 | 10640 | GROWS North | PA | Morrisville | Bucks | Private | Waste Management, Inc. | 2543964 | 2010 | Yes | 0.53 |  | 180121-2 | Operational | Project #1, Expansion #1 (Combination Project) | 2010-08-31 | Gas Turbine | Electricity |  | 0.95 | 0.53 | Exelon Power |  | 0.0429 | 0.0038
1003937 | 1293 | IESI Bethlehem Landfill | PA | Bethlehem | Northampton | Private | Progressive Waste Solutions Ltd. | 4452043 | 2010 | Yes | 2.64 | 0.15 | 1368-0 | Operational | Project #1 | 2008-03-01 | Gas Turbine | Electricity | Solar turbine | 4.5 | 2.49 | Pepco Energy Services, Inc. | Pepco Energy Services, Inc. | 0.2033 | 0.0179
1003773 | 1270 | IESI Blue Ridge Landfill | PA | Chambersburg | Franklin | Private | Progressive Waste Solutions Ltd. | 9700000 | 2013 | Yes | 3.024 |  | 1345-0 | Operational | Project #1 | 2013-01-01 | Reciprocating Engine | Electricity | (4) CAT 3520 engines provide 15% of borough's electric needs; 4 miles of transmission to borough substation | 6.4 |  | Borough of Chambersburg Electric Department, PA | PPL Corporation | 0.2892 | 0.0255
1006261 | 1256 | Keystone Sanitary Landfill, Inc. | PA | Dunmore | Lackawanna | Private | Keystone Sanitary Landfill, Inc. | 21521068 | 2010 | Yes | 14.8 |  | 1331-0 | Operational | Project #1 | 1995-01-01 | Reciprocating Engine | Electricity | (4) engines | 3.2 |  | PPL Corporation | Keystone Recovery | 0.1446 | 0.0128
1006261 | 1256 | Keystone Sanitary Landfill, Inc. | PA | Dunmore | Lackawanna | Private | Keystone Sanitary Landfill, Inc. | 21521068 | 2010 | Yes | 14.8 |  | 1331-1 | Operational | Project #1, Expansion #1 | 1996-03-01 | Reciprocating Engine | Electricity | (3) engines | 2.4 |  | PPL Corporation | Keystone Recovery | 0.1084 | 0.0096
1006261 | 1256 | Keystone Sanitary Landfill, Inc. | PA | Dunmore | Lackawanna | Private | Keystone Sanitary Landfill, Inc. | 21521068 | 2010 | Yes | 14.8 |  | 167018-0 | Shutdown | Project #2 | 1998-07-28 | Steam Turbine | Electricity | 12-mi pipeline to converted coal-fired boiler at Archbald power station to generate steam for steam turbine, power sold to wholesale market, excess steam sold to plastics manufacturer, plant’s nameplate capacity is 20 to 23.2 MW & burns LFG and NG. | 2.8 | 2 | Laminations Inc; PEI Power; PPL Corporation | PEI Power | 0 | 0
1006261 | 1256 | Keystone Sanitary Landfill, Inc. | PA | Dunmore | Lackawanna | Private | Keystone Sanitary Landfill, Inc. | 21521068 | 2010 | Yes | 14.8 |  | 167018-1 | Shutdown | Project #1, Expansion #1 | 2002-01-01 | Steam Turbine | Electricity | 12-mi pipeline to converted coal-fired boiler at Archbald power station to generate steam for steam turbine, power sold to wholesale market, excess steam sold to plastics manufacturer, plant’s nameplate capacity is 20 to 23.2 MW & burns LFG and NG. | 7 | 5 | Laminations Inc; PEI Power; PPL Corporation | PEI Power | 0 | 0
1006261 | 1256 | Keystone Sanitary Landfill, Inc. | PA | Dunmore | Lackawanna | Private | Keystone Sanitary Landfill, Inc. | 21521068 | 2010 | Yes | 14.8 |  | 167018-2 | Operational | Project #1, Expansion #2 | 2014-01-01 | Steam Turbine | Electricity | 12-mi pipeline to converted coal-fired boiler at Archbald power station to generate steam for steam turbine, power sold to wholesale market, excess steam sold to plastics manufacturer, plant’s nameplate capacity is 20 to 23.2 MW & burns LFG and NG. | 16 |  | Laminations Inc; PEI Power; PPL Corporation | PEI Power | 0.7229 | 0.0638
1007649 | 1290 | Lake View LF | PA | Erie | Erie | Private | Waste Management, Inc. | 20683552 | 2009 | Yes | 2.85 | 0.72 | 1365-0 | Operational | Project #1 | 1997-01-01 | Reciprocating Engine | Electricity | (2) 3,050-kW Caterpillar 3616s | 5.6 | 2.13 | PJM Interconnection, LLC | WM Renewable Energy, LLC | 0.253 | 0.0223
1002391 | 1266 | Lanchester LF | PA | Narvon | Lancaster | Public | Chester County Solid Waste Authority, PA | 11922743 | 2010 | Yes | 5.76 | 0 | 180969-0 | Operational | Project #2 | 2006-06-01 | Reciprocating Engine | Electricity | (1) Caterpillar 3520 engine provides on-site power for the LFG compressors used for direct-use project | 1.6 |  | Granger Energy | Granger Energy | 0.0723 | 0.0064
1002391 | 1266 | Lanchester LF | PA | Narvon | Lancaster | Public | Chester County Solid Waste Authority, PA | 11922743 | 2010 | Yes | 5.76 | 0 | 180969-1 | Operational | Project #2, Expansion #1 | 2010-11-30 | Reciprocating Engine | Electricity | (1) additional Caterpillar 3520 engine | 1.6 |  | PPL Corporation | Granger Energy | 0.0723 | 0.0064
1007935 | 1259 | Mountain View Landfill | PA | Greencastle | Franklin | Private | Waste Management, Inc. | 7389135 | 2010 | Yes | 3.07 |  | 1334-0 | Operational | Project #1 | 2003-06-30 | Reciprocating Engine | Electricity | 36 Detroit-Diesel dual-fuel engines use 2,000 cfm LFG and co-fire diesel fuel to produce 10 MW | 1.2 |  | PJM Interconnection, LLC | INGENCO | 0.0542 | 0.0048
1007935 | 1259 | Mountain View Landfill | PA | Greencastle | Franklin | Private | Waste Management, Inc. | 7389135 | 2010 | Yes | 3.07 |  | 1334-1 | Operational | Project #1, Expansion #1 | 2007-01-01 | Reciprocating Engine | Electricity |  | 6.71 |  | PJM Interconnection, LLC | INGENCO | 0.3032 | 0.0267
| 1263 | Pioneer Crossing LF | PA | Birdsboro | Berks | Private | J.P. Mascaro & Sons | 7909677 | 2012 | Yes | 3.97 |  | 167019-0 | Operational | Project #2 | 2008-10-06 | Reciprocating Engine | Electricity | (4) engines initially | 6.4 | 2.34 | Metropolitan Edison Company | Access Energy, LLC; Green Gas Americas, Inc. | 0.2892 | 0.0255
| 1263 | Pioneer Crossing LF | PA | Birdsboro | Berks | Private | J.P. Mascaro & Sons | 7909677 | 2012 | Yes | 3.97 |  | 167019-1 | Operational | Project #2, Expansion #1 | 2013-12-17 | Reciprocating Engine | Electricity | (1) additional engine | 1.6 |  | Metropolitan Edison Company | Green Gas Americas, Inc. | 0.0723 | 0.0064
1003556 | 1251 | Pottstown LF | PA | Pottstown | Montgomery | Private | Waste Management, Inc. | 10586848 | 2005 | Yes | 2.07 | 0.11 | 1326-0 | Shutdown | Project #1 | 1989-01-01 | Gas Turbine | Electricity | (2) Centaur gas turbines | 6.6 | 4 | Exelon Power | WM Renewable Energy, LLC | 0 | 0
1003556 | 1251 | Pottstown LF | PA | Pottstown | Montgomery | Private | Waste Management, Inc. | 10586848 | 2005 | Yes | 2.07 | 0.11 | 1326-1 | Operational | Project #1, De-Expansion #1 | 2008-01-01 | Gas Turbine | Electricity |  | 3.1 | 1.96 | Exelon Power | WM Renewable Energy, LLC | 0.1401 | 0.0124
1009925 | 1250 | Seccra LF | PA | West Grove | Chester | Public | Southeastern Chester County Refuse Authority (SECCRA), PA | 1921937 | 2010 | Yes | 0.74 | 0.02 | 1325-0 | Operational | Project #1 | 2007-01-15 | Reciprocating Engine | Electricity | 1 Caterpillar 3516 (870 kW) engine | 0.43 |  | PJM Interconnection, LLC | Southeastern Chester County Refuse Authority (SECCRA), PA | 0.0194 | 0.0017
1009925 | 1250 | Seccra LF | PA | West Grove | Chester | Public | Southeastern Chester County Refuse Authority (SECCRA), PA | 1921937 | 2010 | Yes | 0.74 | 0.02 | 1325-1 | Operational | Project #1, Expansion #1 | 2008-09-22 | Reciprocating Engine | Electricity | GE Jenbacher 320 (20-cylinder) engine | 0.53 |  | PJM Interconnection, LLC | Southeastern Chester County Refuse Authority (SECCRA), PA | 0.0239 | 0.0021
1009925 | 1250 | Seccra LF | PA | West Grove | Chester | Public | Southeastern Chester County Refuse Authority (SECCRA), PA | 1921937 | 2010 | Yes | 0.74 | 0.02 | 1325-2 | Operational | Project #1, Expansion #2 | 2010-09-01 | Reciprocating Engine | Electricity | (1) Caterpillar 3520 IC engine | 0.8 |  | PJM Interconnection, LLC | Southeastern Chester County Refuse Authority (SECCRA), PA | 0.0361 | 0.0032
1007634 | 1252 | Tullytown LF | PA | Tullytown | Bucks | Private | Waste Management, Inc. | 35839710 | 2010 | Yes | 10.9 |  | 1327-0 | Operational | Combination Project | 1997-01-01 | Steam Turbine | Electricity | boiler/steam turbine | 11 |  | Exelon Power | Exelon Power; Waste Management, Inc. | 0.497 | 0.0438
1007634 | 1252 | Tullytown LF | PA | Tullytown | Bucks | Private | Waste Management, Inc. | 35839710 | 2010 | Yes | 10.9 |  | 1327-2 | Operational | Combination Project - Expansion #2 | 2007-01-01 | Steam Turbine | Electricity |  | 2.2 |  | Exelon Power | Exelon Power; Waste Management, Inc. | 0.0994 | 0.0088
1007634 | 1252 | Tullytown LF | PA | Tullytown | Bucks | Private | Waste Management, Inc. | 35839710 | 2010 | Yes | 10.9 |  | 180121-1 | Operational | Project #1 - Re-Start/De-Expansion #1 | 2007-10-01 | Gas Turbine | Electricity | (1) 3.3 MW gas turbine | 3.3 | 2.16 | Exelon Power | Exelon Power; Waste Management, Inc. | 0.1491 | 0.0132
1005158 | 2341 | Arecibo Landfill | PR | Arecibo | Arecibo | Public | Municipality of Arecibo |  |  | Yes | 0.494 |  | 180444-0 | Operational | Project #1 | 2014-05-30 | Reciprocating Engine | Electricity | supplies power for landfill facility operations |  |  |  |  | 0 | 0
1006283 | 1845 | Central LF | RI | Johnston | Providence | Private | Rhode Island Resource Recovery Corporation | 12000000 | 2001 | Yes | 15.6 |  | 166424-0 | Operational | Project #1 | 1990-01-01 | Reciprocating Engine | Electricity | (9) 1,700-kW units, operating at 75% capacity | 12 |  | ISO - New England | Palmer Capital Corporation | 0.5422 | 0.0478
1006283 | 1845 | Central LF | RI | Johnston | Providence | Private | Rhode Island Resource Recovery Corporation | 12000000 | 2001 | Yes | 15.6 |  | 166424-1 | Operational | Project #1, Expansion #1 | 2004-01-01 | Reciprocating Engine | Electricity | (2) units at 1.2 MW each | 2.4 |  | ISO - New England | Palmer Capital Corporation | 0.1084 | 0.0096
1006283 | 1845 | Central LF | RI | Johnston | Providence | Private | Rhode Island Resource Recovery Corporation | 12000000 | 2001 | Yes | 15.6 |  | 166424-2 | Operational | Project #1, Expansion #2 | 2005-12-01 | Reciprocating Engine | Electricity | (4) units at 1.5 MW each | 6 |  | ISO - New England | Rhode Island Resource Recovery Corporation; Ridgewood Renewable Power LLC | 0.2711 | 0.0239
1006283 | 1845 | Central LF | RI | Johnston | Providence | Private | Rhode Island Resource Recovery Corporation | 12000000 | 2001 | Yes | 15.6 |  | 180983-0 | Operational | Project #2 | 2013-03-31 | Combined Cycle | Electricity | 32.8 MW electricity, 91,956 lbs/hr heat recovery steam, 1,200 tons of chilled water | 32.8 |  |  | Macquarie Infrastructure Partners II | 1.4819 | 0.1307
| 1846 | Cranston Sanitary Landfill | RI | Cranston | Providence | Private | A. Capuano Brothers, Inc. | 1000000 |  | Yes |  |  | 166425-0 | Operational | Project #1 | 1996-01-01 | Reciprocating Engine | Electricity |  | 0.5 |  |  | Highland Power Co. | 0.0226 | 0.002
1002813 | 2051 | Anderson Regional Landfill | SC | Belton | Anderson | Private | Waste Connections, Inc. | 1497000 | 2002 | Yes |  |  | 167138-0 | Operational | Project #1 | 2008-10-01 | Reciprocating Engine | Electricity | (2) Caterpillar 20-cylinder engine generators | 1.7 | 0.9 | Santee Cooper (SC Public Service Authority) | Santee Cooper (SC Public Service Authority) | 0.0768 | 0.0068
| 1921 | Berkeley County LF | SC | Moncks Corner | Berkeley | Public | Berkeley County Water and Sanitation Authority, SC | 1215200 |  | Yes |  |  | 166977-0 | Operational | Combination Project | 2011-02-01 | Reciprocating Engine | Electricity | LFG piped ~200 yards to (2) 1.6-MW CAT 3520 engines - only (1) engine runs at a time; advanced siloxane control system | 0.8 | 0.5 | Santee Cooper (SC Public Service Authority) | Berkeley County Water and Sanitation Authority, SC; Santee Cooper (SC Public Service Authority) | 0.0361 | 0.0032
1003478 | 2109 | Berkeley County Subtitle D LF | SC | Moncks Corner | Berkeley | Public | Berkeley County Water and Sanitation Authority, SC | 1500000 | 2009 | Yes |  | 0.75 | 166977-0 | Operational | Combination Project | 2011-02-01 | Reciprocating Engine | Electricity | LFG piped ~200 yards to (2) 1.6-MW CAT 3520 engines - only (1) engine runs at a time; advanced siloxane control system | 0.8 | 0.5 | Santee Cooper (SC Public Service Authority) | Berkeley County Water and Sanitation Authority, SC; Santee Cooper (SC Public Service Authority) | 0.0361 | 0.0032
1004074 | 1848 | Enoree LF, Phase II | SC | Greer | Greenville | Public | Greenville County, SC | 2573786 | 2007 | Yes | 1.36 |  | 166427-0 | Operational | Project #1 | 2008-08-08 | Reciprocating Engine | Electricity | (2) Caterpillar G3520 engines | 3.2 | 1.584 | Duke Energy | Greenville Gas Producers, LLC | 0.1446 | 0.0128
| 1849 | Georgetown County Landfill | SC | Georgetown | Georgetown | Public | Georgetown County Environmental Services Division, SC | 971000 | 1998 | Yes |  |  | 166429-0 | Operational | Combination Project | 2010-03-01 | Reciprocating Engine | Electricity | (1) GE Jenbacher V-20 engine | 0.55 | 0.24 | Santee Cooper (SC Public Service Authority) | Santee Cooper (SC Public Service Authority) | 0.0248 | 0.0022
1003528 | 2113 | Georgetown County Subtitle D LF | SC | Georgetown | Georgetown | Public | Georgetown County Environmental Services Division, SC | 208565 | 2001 | Yes |  |  | 166429-0 | Operational | Combination Project | 2010-03-01 | Reciprocating Engine | Electricity | (1) GE Jenbacher V-20 engine | 0.55 | 0.24 | Santee Cooper (SC Public Service Authority) | Santee Cooper (SC Public Service Authority) | 0.0248 | 0.0022
1003394 | 1917 | Horry County LF | SC | Conway | Horry | Public | Horry County Solid Waste Authority, SC | 4681748 | 2009 | Yes | 1.2 |  | 166972-0 | Operational | Project #1 | 2001-09-04 | Reciprocating Engine | Electricity | 2 generators initially, added a 3rd later, each produces 1.1 MW, units actually net out closer to 1 MW each | 2.2 |  | Santee Cooper (SC Public Service Authority) | Enerdyne Power Systems, Inc.; Santee Cooper (SC Public Service Authority); SCS Engineers | 0.0994 | 0.0088
1003394 | 1917 | Horry County LF | SC | Conway | Horry | Public | Horry County Solid Waste Authority, SC | 4681748 | 2009 | Yes | 1.2 |  | 166972-1 | Operational | Project #1, Expansion #1 | 2003-03-01 | Reciprocating Engine | Electricity | 2 generators initially, added a 3rd later, each produces 1.1 MW, units actually net out closer to 1 MW each | 1.1 |  | Santee Cooper (SC Public Service Authority) | Santee Cooper (SC Public Service Authority) | 0.0497 | 0.0044
1002557 | 2094 | Lee County LF, LLC | SC | Bishopville | Lee | Private | Republic Services, Inc. | 3674775 | 2001 | Yes | 6.15 | 1.36 | 180155-0 | Operational | Project #1 | 2005-03-01 | Reciprocating Engine | Electricity | (3) 1.8-MW GE Jenbacher LEANOx J616GS IC engines drive 4160 V Kato generators, treatment: drop-out tank, chiller, temperature swing absorbers (carbon filters for siloxane) | 2.35 | 1.8 | Santee Cooper (SC Public Service Authority) | Santee Cooper (SC Public Service Authority) | 0.1062 | 0.0094
1002557 | 2094 | Lee County LF, LLC | SC | Bishopville | Lee | Private | Republic Services, Inc. | 3674775 | 2001 | Yes | 6.15 | 1.36 | 180155-1 | Operational | Project #1, Expansion #1 | 2009-06-01 | Gas Turbine | Electricity | 5.5 MW Solar Taurus 60 turbine driving a 4160 V Kato generator | 2.35 | 1.8 | Santee Cooper (SC Public Service Authority) | Santee Cooper (SC Public Service Authority) | 0.1062 | 0.0094
1007706 | 1854 | Richland County Landfill | SC | Elgin | Richland | Private | Waste Management, Inc. | 15250000 | 2002 | Yes | 3.45 |  | 166434-0 | Operational | Project #1 | 2006-02-28 | Gas Turbine | Electricity | 5.5 MW Solar Taurus 60 turbine driving a 4160 V Kato generator | 2 | 1.4 | Santee Cooper (SC Public Service Authority) | Santee Cooper (SC Public Service Authority) | 0.0904 | 0.008
1007706 | 1854 | Richland County Landfill | SC | Elgin | Richland | Private | Waste Management, Inc. | 15250000 | 2002 | Yes | 3.45 |  | 166434-1 | Operational | Project #1, Expansion #1 | 2011-01-01 | Reciprocating Engine | Electricity | (2) 1.6-MW Caterpillar engines | 2 | 1.4 | Santee Cooper (SC Public Service Authority) | Santee Cooper (SC Public Service Authority) | 0.0904 | 0.008
1004251 | 1918 | Wellford LF | SC | Wellford | Spartanburg | Public | Spartanburg County Public Works Department, SC | 2700000 | 2010 | Yes | 1.33 |  | 180996-0 | Operational | Project #2 | 2011-05-31 | Reciprocating Engine | Electricity | Caterpillar G3520C engine generator unit | 0.8 | 0.36 | Duke Energy | Lockhart Power Company | 0.0361 | 0.0032
1003147 | 1326 | Alcoa/ Maryville/ Blount County Landfill | TN | Friendsville | Blount | Public | Blount County, TN; City of Alcoa, TN; City of Maryville, TN | 1986401 | 2008 | Yes | 0.523 | 0.023 | 1402-0 | Operational | Project #1 | 2011-08-26 | Reciprocating Engine | Electricity | (1) Caterpillar G3516A+ engine rated at 999 kW [16 cylinders, 4,210 cubic inches, 1,434 HP, 1,500 rpm, 0.6 gram lean burn]; gas treatment skid to remove H2S and siloxanes | 0.999 | 0.5 | Tennessee Valley Authority (TVA) | Alcoa Gas Producers, LLC | 0.0451 | 0.004
1005281 | 1332 | Bi-County LF | TN | Woodlawn | Montgomery | Public | Bi-County Solid Waste Management Systems, TN | 2800000 | 2011 | Yes | 1.15 |  | 1408-0 | Operational | Project #1 | 2011-08-03 | Reciprocating Engine | Electricity | (1) Caterpillar G3516A+ engine rated at 999 kW [16 cylinders, 4,210 cubic inches, 1,434 HP, 1,500 rpm, 0.6 gram lean burn] - overdrive unit increases output from 800 kW to 1 MW; gas treatment skid to remove H2S and siloxanes | 0.999 |  | Tennessee Valley Authority (TVA) | Bi-County Gas Producers, LLC | 0.0451 | 0.004
1005281 | 1332 | Bi-County LF | TN | Woodlawn | Montgomery | Public | Bi-County Solid Waste Management Systems, TN | 2800000 | 2011 | Yes | 1.15 |  | 1408-1 | Operational | Project #1, Expansion #1 | 2013-10-01 | Reciprocating Engine | Electricity | (1) 1.953-MW CAT G3520A+ engine with gear-box to increase output & efficiency | 1.953 |  | Tennessee Valley Authority (TVA) | Bi-County Gas Producers, LLC | 0.0882 | 0.0078
1007795 | 1346 | Chestnut Ridge LF | TN | Heiskell | Anderson | Private | Waste Management, Inc. | 5031388 |  | Yes | 2.88 |  | 1422-0 | Operational | Project #1 | 1992-01-01 | Reciprocating Engine | Electricity | (4) Caterpillar 3516 generators, 95% runtime efficiency | 3.2 |  | Knoxville Utilities Board; Tennessee Valley Authority (TVA) |  | 0.1446 | 0.0128
1007795 | 1346 | Chestnut Ridge LF | TN | Heiskell | Anderson | Private | Waste Management, Inc. | 5031388 |  | Yes | 2.88 |  | 1422-1 | Operational | Project #1, Expansion #1 | 2011-01-01 | Reciprocating Engine | Electricity | (1) Caterpillar 1.6-MW 3520 engine | 1.6 |  | Tennessee Valley Authority (TVA) | WM Renewable Energy, LLC | 0.0723 | 0.0064
1002650 | 1415 | Middle Point Landfill | TN | Murfreesboro | Rutherford | Private | Republic Services, Inc. | 12556163 | 2005 | Yes | 5.76 | 5.184 | 1491-0 | Shutdown | Project #1 | 2002-05-01 | Reciprocating Engine | Electricity | 2 Deutz engines | 2.7 | 1.152 | Tennessee Valley Authority (TVA) | Energy Developments, Inc | 0 | 0
1002650 | 1415 | Middle Point Landfill | TN | Murfreesboro | Rutherford | Private | Republic Services, Inc. | 12556163 | 2005 | Yes | 5.76 | 5.184 | 1491-1 | Operational | Project #1, De-Expansion #1 | 2005-03-01 | Reciprocating Engine | Electricity | 1 Deutz engine | 1.35 | 0.576 | Tennessee Valley Authority (TVA) | Energy Developments, Inc | 0.061 | 0.0054
1007889 | 1387 | West Camden Sanitary Landfill | TN | Camden | Benton | Private | Waste Management, Inc. | 8727773 | 2009 | Yes | 2.56 | 2.56 | 1463-0 | Operational | Project #1 | 2012-12-31 | Reciprocating Engine | Electricity | (3) Caterpillar G3520C low-emission, lean-burn, four-stroke, turbocharged, after-cooled engines, each rated at 2,233 bhp or 14.53 MMBtu/hr | 4.8 | 2.07 | Tennessee Valley Authority (TVA) | WM Renewable Energy, LLC | 0.2169 | 0.0191
1007800 | 1479 | Atascocita RDF | TX | Humble | Harris | Private | Waste Management, Inc. | 9628700 | 2003 | Yes | 8.42 |  | 101864-0 | Operational | Project #1 | 2003-06-01 | Reciprocating Engine | Electricity | (5) Jenbacher 616 engines, 1.7 MW each | 8.5 |  | Reliant Energy |  | 0.384 | 0.0339
1007800 | 1479 | Atascocita RDF | TX | Humble | Harris | Private | Waste Management, Inc. | 9628700 | 2003 | Yes | 8.42 |  | 101864-1 | Operational | Project #1, Expansion #1 | 2004-01-01 | Reciprocating Engine | Electricity | (1) Jenbacher 616 engines at 1.7 MW | 1.7 |  | Reliant Energy |  | 0.0768 | 0.0068
1004707 | 1592 | Prince William County Sanitary Landfill | VA | Manassas | Prince William | Public | Prince William County, VA | 8000000 | 2010 | Yes | 3.74 | 0.198 | 1671-0 | Operational | Project #1 | 1998-11-01 | Reciprocating Engine | Electricity | (2) Caterpillar 950-kW 3516 engines | 1.9 | 0.95 | Northern Virginia Electric Cooperative (NOVEC) |  | 0.0858 | 0.0076
1004707 | 1592 | Prince William County Sanitary Landfill | VA | Manassas | Prince William | Public | Prince William County, VA | 8000000 | 2010 | Yes | 3.74 | 0.198 | 1671-1 | Operational | Project #1, Expansion #1 | 2013-10-28 | Reciprocating Engine | Electricity | (3) 3520 Caterpillar engines | 4.8 | 2.592 | Northern Virginia Electric Cooperative (NOVEC) | Fortistar Methane Group | 0.2169 | 0.0191
1007354 | 1602 | Richmond Landfill | VA | Richmond | Henrico | Private | Republic Services, Inc. | 1000000 |  | Yes | 0.638 |  | 1681-0 | Operational | Project #1 | 1993-01-01 | Reciprocating Engine | Electricity |  | 2.7 | 1.5 | Virginia Electric Power Co. |  | 0.122 | 0.0108
1007088 | 1576 | Shoosmith SLF | VA | Chester | Chesterfield | Private | Shoosmith Brothers | 7000000 |  | Yes | 6.13 |  | 1653-0 | Operational | Project #1 | 2004-06-25 | Reciprocating Engine | Electricity |  | 4.8 |  | PJM Interconnection, LLC | INGENCO | 0.2169 | 0.0191
1007088 | 1576 | Shoosmith SLF | VA | Chester | Chesterfield | Private | Shoosmith Brothers | 7000000 |  | Yes | 6.13 |  | 1653-1 | Operational | Project #1, Expansion #1 | 2007-01-01 | Reciprocating Engine | Electricity |  | 3.66 |  | PJM Interconnection, LLC | INGENCO | 0.1654 | 0.0146
| 1597 | SPSA Regional LF | VA | Suffolk | Suffolk city | Public | Southeastern Public Service Authority, VA | 20000000 | 2013 | Yes | 2.8 | 0.5 | 1676-0 | Operational | Project #1 | 1994-11-01 | Reciprocating Engine | Electricity | (4) Caterpillar engines | 3.2 | 1.3 | Dominion Virginia Power | Biogas Energy Solutions, LLC | 0.1446 | 0.0128
1007096 | 1594 | Stafford County LF | VA | Stafford | Stafford | Public | Rappahannock Regional Solid Waste Management Board, VA | 715000 | 2008 | Yes | 1.15 |  | 1673-0 | Operational | Project #1 | 2009-06-01 | Reciprocating Engine | Electricity | (2) GE Jenbacher engines | 2.14 | 1.15 | Constellation | Ameresco, Inc. | 0.0967 | 0.0085
1006561 | 1596 | Virginia Beach Landfill No. 2 | VA | Virginia Beach | Virginia Beach city | Public | City of Virginia Beach, VA | 7500000 |  | Yes | 1.2 | 0.6 | 1675-0 | Shutdown | Project #1 | 2001-11-23 | Reciprocating Engine | Electricity | 36 engines each producing 350 kW, simultaneously burning LFG and diesel fuel | 3.6 |  | Dominion Virginia Power | INGENCO | 0 | 0
1006561 | 1596 | Virginia Beach Landfill No. 2 | VA | Virginia Beach | Virginia Beach city | Public | City of Virginia Beach, VA | 7500000 |  | Yes | 1.2 | 0.6 | 1675-1 | Operational | Project #1, De-Expansion #1 | 2007-01-01 | Reciprocating Engine | Electricity |  | 1.02 | 0.566 | Dominion Virginia Power | INGENCO | 0.0461 | 0.0041
| 1850 | Brattleboro | VT | Brattleboro | Windham | Public | Windham Solid Waste Management District, VT | 1500000 |  | Yes |  |  | 181026-0 | Shutdown | Project #2 | 2010-10-26 | Reciprocating Engine | Electricity | old 250-kW engine | 0.25 |  | Central Vermont Public Service | Carbon Harvest Energy, LLC | 0 | 0
| 1850 | Brattleboro | VT | Brattleboro | Windham | Public | Windham Solid Waste Management District, VT | 1500000 |  | Yes |  |  | 181026-1 | Operational | Project #2, Expansion #1 | 2011-11-30 | Reciprocating Engine | Electricity | new 310-kW generator | 0.175 |  | Central Vermont Public Service | Carbon Harvest Energy, LLC | 0.0079 | 0.0007
| 1851 | Burlington LF | VT | Burlington | Chittenden | Private | Biomass Energy Partners | 863000 |  | Yes |  |  | 166431-0 | Shutdown | Project #1 | 1991-01-01 | Reciprocating Engine | Electricity |  | 0.7 |  | Burlington Electric | Biogas Energy Solutions, LLC | 0 | 0
| 1851 | Burlington LF | VT | Burlington | Chittenden | Private | Biomass Energy Partners | 863000 |  | Yes |  |  | 166431-1 | Operational | Project #1, De-Expansion #1 | 2009-01-01 | Reciprocating Engine | Electricity |  | 0.4 |  | Burlington Electric | Biogas Energy Solutions, LLC | 0.0181 | 0.0016
1004320 | 2042 | Moretown Landfill Inc. | VT | Waterbury | Washington | Private | Advanced Disposal Services | 2200000 | 2012 | Yes | 2.97 | 1.47 | 167127-0 | Operational | Project #1 | 2008-12-01 | Reciprocating Engine | Electricity | (2) Caterpillar 3520 engines | 3.2 | 1.5 | Green Mountain Power Corporation | PPL Corporation | 0.1446 | 0.0128
1005261 | 2041 | NEWSVT Landfill | VT | Newport | Orleans | Private | Casella Waste Systems, Inc. | 7320000 | 2005 | Yes | 3.28 |  | 167126-0 | Operational | Project #1 | 2005-06-24 | Reciprocating Engine | Electricity | (3) Caterpillar G3520 engines | 4.8 | 2.3 | Washington Electric Cooperative | Washington Electric Cooperative | 0.2169 | 0.0191
1005261 | 2041 | NEWSVT Landfill | VT | Newport | Orleans | Private | Casella Waste Systems, Inc. | 7320000 | 2005 | Yes | 3.28 |  | 167126-1 | Operational | Project #1, Expansion #1 | 2007-01-05 | Reciprocating Engine | Electricity | (1) Caterpillar G3520 engine | 1.6 | 0.8 | Washington Electric Cooperative | Washington Electric Cooperative | 0.0723 | 0.0064
1005261 | 2041 | NEWSVT Landfill | VT | Newport | Orleans | Private | Casella Waste Systems, Inc. | 7320000 | 2005 | Yes | 3.28 |  | 167126-2 | Operational | Project #1, Expansion #2 | 2009-07-01 | Reciprocating Engine | Electricity | (1) Caterpillar G3520 engine | 1.6 | 0.8 | Washington Electric Cooperative | Washington Electric Cooperative | 0.0723 | 0.0064
1004384 | 1616 | Hidden Valley LF | WA | Puyallup | Pierce | Private | Land Recovery, Inc. - LRI | 17425280 |  | Yes | 0.56 |  | 1695-0 | Operational | Project #1 | 1999-01-01 | Reciprocating Engine | Electricity | (3) 925-kW generators | 1.6 |  | Puget Sound Energy |  | 0.0723 | 0.0064
1003676 | 1625 | Roosevelt Regional MSW Landfill | WA | Roosevelt | Klickitat | Private | Republic Services, Inc. | 32325000 | 2008 | Yes | 9.4 | 0 | 1704-0 | Shutdown | Project #1 | 1999-06-01 | Reciprocating Engine | Electricity | (4) Waukesha reciprocating engines converted to run on methane; iron sponge for H2S removal | 8.4 | 4 | Public Utility District No. 1 of Klickitat County | Public Utility District No. 1 of Klickitat County | 0 | 0
1003676 | 1625 | Roosevelt Regional MSW Landfill | WA | Roosevelt | Klickitat | Private | Republic Services, Inc. | 32325000 | 2008 | Yes | 9.4 | 0 | 1704-1 | Shutdown | Project #1, Expansion #1 | 2000-06-01 | Reciprocating Engine | Electricity | (1) IC engine; iron sponge for H2S removal | 2.1 | 1 | Public Utility District No. 1 of Klickitat County | Public Utility District No. 1 of Klickitat County | 0 | 0
1003676 | 1625 | Roosevelt Regional MSW Landfill | WA | Roosevelt | Klickitat | Private | Republic Services, Inc. | 32325000 | 2008 | Yes | 9.4 | 0 | 1704-2 | Operational | Project #1, Expansion #2 | 2011-09-01 | Combined Cycle | Electricity | (2) Solar Mars 90 gas turbines at 10 MW each with Rentech HRSGs and (1) Elliott steam turbine generator for an additional 6 MW; initially used SulfaTreat for H2S removal then switched to chelated iron | 19.5 |  | Bonneville Power Administration | Public Utility District No. 1 of Klickitat County | 0.881 | 0.0777
1005619 | 1609 | Tacoma City Solid Waste Facility | WA | Tacoma | Pierce | Public | City of Tacoma, WA | 5610756 |  | Yes | 0.816 |  | 1688-0 | Operational | Project #1 | 1998-01-01 | Reciprocating Engine | Electricity | 2 Caterpillar Model 3516 generators | 1.5 | 0.8 | Tacoma Power | NEO Corporation | 0.0678 | 0.006
1007195 | 1667 | Advanced Disposal Glacier Ridge Landfill LLC | WI | Horicon | Dodge | Private | Advanced Disposal Services | 5404652 | 2009 | Yes | 2.52 | 1.55 | 1747-0 | Operational | Project #1 | 2001-03-01 | Reciprocating Engine | Electricity | (2) Waukesha VHP5904LTD Enginators each rated at 1,000 kW | 2 | 0.78 | Alliant Energy |  | 0.0904 | 0.008
1007195 | 1667 | Advanced Disposal Glacier Ridge Landfill LLC | WI | Horicon | Dodge | Private | Advanced Disposal Services | 5404652 | 2009 | Yes | 2.52 | 1.55 | 180388-0 | Operational | Project #2 | 2004-05-01 | Microturbine | Electricity | 10 30-kW Capstone microturbines, each using 13 cfm of LFG | 0.3 | 0.187 | Alliant Energy |  | 0.0136 | 0.0012
1001847 | 2152 | Advanced Disposal Hickory Meadows Landfill LLC | WI | Hilbert | Calumet | Private | Advanced Disposal Services | 3702091 | 2009 | Yes | 1.94 |  | 180221-0 | Operational | Project #1 | 2011-08-15 | Reciprocating Engine | Electricity | (3) 1.6-MW Caterpillar engines | 4.8 |  | Wisconsin Public Service Corporation | Veolia Energy North America | 0.2169 | 0.0191
1002038 | 1676 | Advanced Disposal Mallard Ridge Landfill Inc. | WI | Delavan | Walworth | Private | Advanced Disposal Services |  |  | Yes | 2.86 |  | 1756-0 | Operational | Project #1 | 1996-10-01 | Reciprocating Engine | Electricity | (3) 3516 engines | 2.4 |  |  | Modern-Mallard Energy LLC | 0.1084 | 0.0096
1004947 | 1658 | Brown County East LF | WI | De Pere | Brown | Public | Brown County Port & Solid Waste Department, WI | 4000000 |  | Yes | 0.419 |  | 1738-0 | Operational | Project #1 | 2009-03-23 | Reciprocating Engine | Electricity | (2) Caterpillar 3516 A+ generators | 1.85 | 0.864 | Wisconsin Public Service Corporation | Brown County Port & Solid Waste Department, WI | 0.0836 | 0.0074
| 1709 | Dane County LF #1-Verona | WI | Verona | Dane | Public | Dane County Public Works, WI | 1050000 |  | Yes | 0.18 |  | 1789-0 | Shutdown | Project #1 | 1995-01-01 | Reciprocating Engine | Electricity | (1) Caterpillar 3412TA (350 kW) and (1) Caterpillar 3412NA (220 kW) | 0.65 |  | Alliant Energy | Dane County Public Works, WI | 0 | 0
| 1709 | Dane County LF #1-Verona | WI | Verona | Dane | Public | Dane County Public Works, WI | 1050000 |  | Yes | 0.18 |  | 1789-1 | Shutdown | Project #1, De-Expansion #1 | 2005-04-01 | Reciprocating Engine | Electricity | (1) Caterpillar 3412TA (350 kW) | 0.35 |  | Alliant Energy | Dane County Public Works, WI | 0 | 0
| 1709 | Dane County LF #1-Verona | WI | Verona | Dane | Public | Dane County Public Works, WI | 1050000 |  | Yes | 0.18 |  | 1789-2 | Operational | Project #1, De-Expansion #2 | 2009-01-01 | Reciprocating Engine | Electricity |  | 0.06 | 0.175 | Alliant Energy | Dane County Public Works, WI | 0.0027 | 0.0002
1006096 | 1660 | Dane County LF #2-Rodefeld | WI | Madison | Dane | Public | Dane County Public Works, WI | 4029904 | 2008 | Yes | 2.3 |  | 1740-0 | Operational | Project #1 | 1997-01-01 | Reciprocating Engine | Electricity | (2) 800 kW Caterpillar 3516 reciprocating engines | 1.6 |  | Madison Gas & Electric Company | Dane County Public Works, WI | 0.0723 | 0.0064
1006096 | 1660 | Dane County LF #2-Rodefeld | WI | Madison | Dane | Public | Dane County Public Works, WI | 4029904 | 2008 | Yes | 2.3 |  | 1740-1 | Operational | Project #1, Expansion #1 | 2003-12-31 | Reciprocating Engine | Electricity | (1) 800 kW Caterpillar 3516 reciprocating engine | 0.8 |  | Madison Gas & Electric Company | Dane County Public Works, WI | 0.0361 | 0.0032
1006096 | 1660 | Dane County LF #2-Rodefeld | WI | Madison | Dane | Public | Dane County Public Works, WI | 4029904 | 2008 | Yes | 2.3 |  | 1740-2 | Operational | Project #1, Expansion #2 | 2004-12-01 | Reciprocating Engine | Electricity | (1) 1,600 kW Caterpillar 3520 reciprocating engine | 1.6 |  | Madison Gas & Electric Company | Dane County Public Works, WI | 0.0723 | 0.0064
1006096 | 1660 | Dane County LF #2-Rodefeld | WI | Madison | Dane | Public | Dane County Public Works, WI | 4029904 | 2008 | Yes | 2.3 |  | 1740-3 | Operational | Project #1, Expansion #3 | 2010-12-27 | Reciprocating Engine | Electricity | (2) Caterpillar 3516 engines - 1 is a standby unit | 0.8 |  | Madison Gas & Electric Company |  | 0.0361 | 0.0032
1007878 | 1661 | Deer Track Park Landfill | WI | Watertown | Jefferson | Private | Waste Management, Inc. |  |  | Yes | 3.5 |  | 1741-0 | Operational | Project #1 | 2005-12-01 | Reciprocating Engine | Electricity | three 800-kW Caterpillar engines | 2.4 |  | We Energies | WM Renewable Energy, LLC | 0.1084 | 0.0096
1007878 | 1661 | Deer Track Park Landfill | WI | Watertown | Jefferson | Private | Waste Management, Inc. |  |  | Yes | 3.5 |  | 1741-1 | Operational | Project #1, Expansion #1 | 2006-03-01 | Reciprocating Engine | Electricity | (1) Caterpillar 3516 engines | 0.8 |  | We Energies | WM Renewable Energy, LLC | 0.0361 | 0.0032
1007878 | 1661 | Deer Track Park Landfill | WI | Watertown | Jefferson | Private | Waste Management, Inc. |  |  | Yes | 3.5 |  | 1741-2 | Operational | Project #1, Expansion #2 | 2007-12-01 | Reciprocating Engine | Electricity | (4) Caterpillar 3516 engines | 3.2 |  | We Energies | WM Renewable Energy, LLC | 0.1446 | 0.0128
1004328 | 1697 | Janesville City/Rock County Landfill | WI | Janesville | Rock | Public | City of Janesville, WI | 2304393 | 2004 | Yes |  | 0 | 1777-0 | Operational | Project #1 | 2004-11-01 | Reciprocating Engine | Electricity | 3 Waukesha 1025 kW units, 10,281 Btu/kW-e | 3.15 | 1.31 | Alliant Energy | Ameresco, Inc. | 0.1423 | 0.0126
1007725 | 1681 | Metro RDF | WI | Franklin | Milwaukee | Private | Waste Management, Inc. | 3666667 | 2001 | Yes | 3.93 |  | 167058-0 | Operational | Project #2 | 2000-01-01 | Reciprocating Engine | Electricity | (4) 800-kW Caterpillar 3516s | 3.2 |  | We Energies | WM Renewable Energy, LLC | 0.1446 | 0.0128
1007725 | 1681 | Metro RDF | WI | Franklin | Milwaukee | Private | Waste Management, Inc. | 3666667 | 2001 | Yes | 3.93 |  | 1761-0 | Operational | Project #1 | 1986-01-01 | Gas Turbine | Electricity | 2 Centaur units installed in 1986 | 6.5 |  | We Energies | WM Renewable Energy, LLC | 0.2937 | 0.0259
| 1685 | Omega Hills LF | WI | Menomonee Falls | Washington | Private | Waste Management, Inc. | 9000000 |  | Yes | 4 |  | 1765-0 | Shutdown | Combination Project | 1987-01-01 | Gas Turbine | Electricity | 3 gas turbines installed originally in 1987, 1 removed in 1991 | 3.3 |  | We Energies | Bio Energy Partners | 0 | 0
1006876 | 2151 | Orchard Ridge RDF | WI | Menomonee Falls | Waukesha | Private | Waste Management, Inc. | 28174968 | 2009 | Yes | 9.45 |  | 1765-2 | Operational | Combination Project, Expansion #1 | 2010-12-31 | Gas Turbine | Electricity | 1 additional gas turbine in 2010 | 3.3 |  | We Energies | WM Renewable Energy, LLC | 0.1491 | 0.0132
1007075 | 1687 | Outagamie County LF | WI | Appleton | Outagamie | Public | Outagamie County | 1308097 | 2008 | Yes | 1.27 |  | 180963-0 | Operational | Project #2 | 2007-03-31 | Reciprocating Engine | Electricity | (3) Caterpillar G3520 engines | 4.8 | 2.16 |  | Bio-Gas Technologies, LLC | 0.2169 | 0.0191
| 1688 | Parkview Recycling LF | WI | Menomonee Falls | Waukesha | Private | Waste Management, Inc. | 4250000 |  | Yes | 0.8 |  | 1765-1 | Operational | Combination Project | 1987-01-01 | Gas Turbine | Electricity | 3 gas turbines installed originally in 1987, 1 removed in 1991 | 6.6 |  | We Energies | Bio Energy Partners | 0.2982 | 0.0263
1007726 | 1689 | Pheasant Run Recycling and Disposal Facility | WI | Bristol | Kenosha | Private | Waste Management, Inc. | 8800800 | 2003 | Yes | 6.54 |  | 1769-0 | Operational | Project #1 | 1992-01-01 | Reciprocating Engine | Electricity | Plant #1: 3 Caterpillar 3516's online in 1992 | 2.4 | 1.3 | We Energies | WM Renewable Energy, LLC | 0.1084 | 0.0096
1007726 | 1689 | Pheasant Run Recycling and Disposal Facility | WI | Bristol | Kenosha | Private | Waste Management, Inc. | 8800800 | 2003 | Yes | 6.54 |  | 1769-1 | Operational | Project #1, Expansion #1 | 2000-01-01 | Reciprocating Engine | Electricity | Plant #2: 4 Caterpillar 3516's online in 2000 | 3.2 | 1.728 | We Energies | WM Renewable Energy, LLC | 0.1446 | 0.0128
1007726 | 1689 | Pheasant Run Recycling and Disposal Facility | WI | Bristol | Kenosha | Private | Waste Management, Inc. | 8800800 | 2003 | Yes | 6.54 |  | 1769-2 | Operational | Project #1, Expansion #2 | 2002-01-01 | Reciprocating Engine | Electricity | Plant #3: 4 Caterpillar 3516's online in 2002 | 3.2 | 1.728 | We Energies | WM Renewable Energy, LLC | 0.1446 | 0.0128
1007834 | 1695 | Ridgeview RDF | WI | Whitelaw | Manitowoc | Private | Waste Management, Inc. | 10944786 | 2009 | Yes |  |  | 1775-0 | Operational | Project #1 | 2002-09-15 | Reciprocating Engine | Electricity | 3 CAT 3516 engines rated at 2.4 MW total | 2.4 | 1.188 | Wisconsin Public Service Corporation |  | 0.1084 | 0.0096
1007834 | 1695 | Ridgeview RDF | WI | Whitelaw | Manitowoc | Private | Waste Management, Inc. | 10944786 | 2009 | Yes |  |  | 1775-1 | Operational | Project #1, Expansion #1 | 2004-01-01 | Reciprocating Engine | Electricity | 1 CAT 3516 engine | 0.8 | 0.396 | Wisconsin Public Service Corporation |  | 0.0361 | 0.0032
1007834 | 1695 | Ridgeview RDF | WI | Whitelaw | Manitowoc | Private | Waste Management, Inc. | 10944786 | 2009 | Yes |  |  | 1775-2 | Operational | Project #1, Expansion #2 | 2007-01-01 | Reciprocating Engine | Electricity | (6) Caterpillar 3516 engines | 4.8 | 2.6 | Wisconsin Public Service Corporation | WM Renewable Energy, LLC | 0.2169 | 0.0191
| 1699 | Sauk County SLF | WI | Baraboo | Sauk | Public | Sauk County, WI | 741336 | 2005 | Yes | 0.261 |  | 1779-0 | Operational | Project #1 | 2003-06-01 | Microturbine | Electricity | (8) 30-kW Capstone microturbines each using 15 cfm of LFG, siloxanes are removed from LFG before use | 0.24 | 0.173 | Alliant Energy | Alliant Energy | 0.0108 | 0.001
| 1699 | Sauk County SLF | WI | Baraboo | Sauk | Public | Sauk County, WI | 741336 | 2005 | Yes | 0.261 |  | 1779-1 | Operational | Project #1, Expansion #1 | 2004-01-01 | Microturbine | Electricity | (4) 30-kW Capstone microturbines each using 15 cfm of LFG, siloxanes are removed from LFG before use | 0.12 | 0.086 | Alliant Energy | Alliant Energy | 0.0054 | 0.0005
| 1699 | Sauk County SLF | WI | Baraboo | Sauk | Public | Sauk County, WI | 741336 | 2005 | Yes | 0.261 |  | 1779-2 | Operational | Project #1, Expansion #2 | 2006-06-12 | Microturbine | Electricity | (12) 30-kW Capstone microturbines each using 15 cfm of LFG, siloxanes are removed from LFG before use | 0.36 | 0.259 | Alliant Energy | Alliant Energy | 0.0163 | 0.0014
| 1664 | Seven Mile Creek Landfill 1 | WI | Eau Claire | Eau Claire | Private | Advanced Disposal Services | 960000 |  | Yes |  |  | 1745-0 | Operational | Combination Project | 2004-03-01 | Reciprocating Engine | Electricity | three Waukesha "modulator" engines, each rated at 1,025 kW | 3.15 | 1.728 | Dairyland Power Cooperative | Dairyland Power Cooperative | 0.1423 | 0.0126
1006964 | 1665 | Seven Mile Creek Landfill 2 | WI | Eau Claire | Eau Claire | Private | Advanced Disposal Services | 4794600 | 2009 | Yes | 2.6 | 0.296 | 1745-0 | Operational | Combination Project | 2004-03-01 | Reciprocating Engine | Electricity | three Waukesha "modulator" engines, each rated at 1,025 kW | 3.15 | 1.728 | Dairyland Power Cooperative | Dairyland Power Cooperative | 0.1423 | 0.0126
1006964 | 1665 | Seven Mile Creek Landfill 2 | WI | Eau Claire | Eau Claire | Private | Advanced Disposal Services | 4794600 | 2009 | Yes | 2.6 | 0.296 | 1745-1 | Operational | Combination Project, Expansion #1 | 2008-04-01 | Reciprocating Engine | Electricity | one GE Jenbacher JGC 320 engine (1,057 kw) | 1.05 | 0.576 | Dairyland Power Cooperative | Dairyland Power Cooperative | 0.0474 | 0.0042
1007704 | 1705 | Valley Trail Recycling & Disposal Facility | WI | Berlin | Green Lake | Private | Waste Management, Inc. | 5118050 | 2002 | Yes | 2.89 |  | 180237-0 | Operational | Project #2 | 1999-01-01 | Reciprocating Engine | Electricity | (3) 800-kW Caterpillar 3516s | 2.4 |  | National By-Products, Inc. |  | 0.1084 | 0.0096
1007065 | 1706 | Winnebago County Snell Road Landfill | WI | Oshkosh | Winnebago | Public | Winnebago County, WI | 5000000 |  | Yes | 0.168 |  | 1786-0 | Operational | Combination Project | 1989-01-01 | Reciprocating Engine | Electricity | 1 Centaur unit installed in 1989, switched to 3 Jenbacher 1 MW IC engine-generator sets in 1999 | 0.45 | 0.25 | Wisconsin Public Service Corporation | Winnebago County, WI | 0.0203 | 0.0018
1007224 | 1707 | Winnebago County Sunnyview Landfill | WI | Oshkosh | Winnebago | Public | Winnebago County, WI | 1356000 | 2001 | Yes | 3.48 |  | 1786-1 | Operational | Combination Project, Expansion #1 | 2000-01-01 | Reciprocating Engine | Electricity |  | 2.55 | 1.44 | Wisconsin Public Service Corporation | Winnebago County, WI | 0.1152 | 0.0102
1002359 | 2207 | City of Charleston Landfill | WV | Charleston | Kanawha | Public | City of Charleston, WV | 2562038 | 2008 | Yes | 0.792 |  | 180291-0 | Operational | Project #1 | 2011-02-17 | Reciprocating Engine | Electricity | (2) GE Jenbachers | 1.9 |  | Appalachian Power Company (APCo) | Verdeo Sindicatum Corporation | 0.0858 | 0.0076
Note on A1: GHGRP ID corresponds to the 7-digit Facility Identifier assigned to facilities required to report under EPA's Greenhouse Gas Reporting Program
Note on B1: Unique identifying number for each landfill
Note on C1: Landfill name
Note on D1: State landfill is located in
Note on E1: City landfill is located in or near
Note on F1: County landfill is located in
Note on G1: Indicates if landfill is publicly owned, privately owned, or co-owned by public and private entities
Note on H1: Organization that owns the landfill
Note on I1: Waste-in-place at the landfill in short tons
Note on J1: Year corresponding to the waste-in-place at the landfill (YYYY)
Note on K1: Is there a landfill gas collection system in place? 'Yes' for an active GCCS; 'No' if landfill has no gas collection system, is passively venting/flaring, or has perimeter gas wells.
Note on L1: Amount of landfill gas being collected in million standard cubic feet per day
Note on M1: Amount of landfill gas flared (if project is operational, amount of landfill gas flared in back-up flare(s)) in million standard cubic feet per day
Note on N1: Unique identifying number combination for "parent" project and "expansion" number
Note on O1: Current project status (Operational, Construction, Planned, Shutdown, Candidate, Potential, Other)
Note on P1: Specific project name (if applicable)
Note on Q1: Date project became operational (MM/DD/YYYY)
Note on R1: Specific type of LFG energy project technology
Note on S1: Category of LFG energy project type (Electricity, Direct, Upgraded LFG)
Note on T1: Details about the specific use of landfill gas in the project
Note on U1: Capacity in megawatts for electricity-generating projects
Note on V1: Amount of landfill gas flowing to project or that will flow to the project when it becomes operational in million standard cubic feet per day
Note on W1: Name of end user organization
Note on X1: Name of project developer organization
Note on Y1: Direct methane reductions by the energy project for the current year
Note on Z1: Avoided carbon dioxide emission reductions by the energy project for the current year

## LMOP Database landfills
GHGRP ID | Landfill ID | Landfill Name | State | City | County | Ownership Type | Landfill Owner Organization(s) | Waste in Place (tons) | Waste in Place Year | LFG Collection System In Place? | LFG Collected (mmscfd) | LFG Flared (mmscfd) | Project ID | Current Project Status | Project Name | Project Start Date | LFG Energy Project Type | Project Type Category | LFG Use Details | MW Capacity | LFG Flow to Project (mmscfd) | End User(s) | Project Developer(s) | Current Year Emission Reductions (MMTCO2e/yr) - Direct | Current Year Emission Reductions (MMTCO2e/yr) - Avoided
1007341 | 1994 | Anchorage Regional Landfill | AK | Eagle River | Anchorage | Public | Municipality of Anchorage, AK | 8000000 | 2011 | Yes | 2.95 | 0.36 | 167079-0 | Operational | Project #1 | 2012-07-31 | Reciprocating Engine | Electricity | LFG piped 1.2 miles to fuel (4) GE JenbacherJGS 420 engines (1.4 MW each) at JBER | 5.6 | 2.59 | Joint Base Elmendorf Richardson (JBER) | Doyon Utilities | 0.253 | 0.0223
1006304 | 2410 | Sand Valley Landfill | AL | Collinsville | DeKalb | Private | Republic Services, Inc. |  |  | Yes | 2.12 |  | 180771-0 | Operational | Project #1 | 2013-10-01 | Reciprocating Engine | Electricity | (3) CAT G3520C engines | 4.8 |  | Tennessee Valley Authority (TVA) | Energy Developments, Inc | 0.2169 | 0.0191
1004860 | 11821 | Scottsboro Landfill | AL | Hollywood | Jackson | Public | City of Scottsboro, AL | 475000 | 2009 | Yes | 0.179 |  | 181050-0 | Operational | Project #1 | 2011-12-01 | Reciprocating Engine | Electricity | 500-kW generator | 0.45 |  | Tennessee Valley Authority (TVA) | City of Scottsboro, AL | 0.0203 | 0.0018
1003406 | 2282 | Tontitown Landfill | AR | Springdale | Washington | Private | Waste Management, Inc. | 3500000 | 2003 | Yes | 1.74 |  | 180372-0 | Operational | Project #1 | 2010-11-01 | Reciprocating Engine | Electricity | (5) 800-kW Caterpillar 3516s | 4 |  | Ozarks Electric Cooperative | WM Renewable Energy, LLC | 0.1807 | 0.0159
1007896 | 36 | Two Pine Landfill - Phase 1 | AR | North Little Rock | Pulaski | Private | Waste Management, Inc. | 8910336 | 2009 | Yes | 2.82 | 0.37 | 167128-0 | Operational | Project #1 | 2006-10-01 | Reciprocating Engine | Electricity | (6) 1,425 horsepower Caterpillar 3516 engines at 800 kW each | 4.8 | 2.45 | North Little Rock Electric Department | WM Renewable Energy, LLC | 0.2169 | 0.0191
1003683 | 1787 | City of Glendale Municipal Landfill | AZ | Glendale | Maricopa | Public | City of Glendale, AZ | 5000000 | 2001 | Yes | 1.42 |  | 101840-0 | Operational | Project #1 | 2010-01-30 | Reciprocating Engine | Electricity | (2) GE-Jenbacher 420 engines | 2.8 |  | APS (Arizona Public Service) | Tetra Tech BAS | 0.1265 | 0.0112 | 36 | #REF!
1002799 | 1770 | Los Reales Landfill | AZ | Tucson | Pima | Public | City of Tucson, AZ | 15917000 | 2008 | Yes | 1.43 |  | 101803-1 | Operational | Project #1, De-Expansion #1 | 2009-01-01 | Steam Turbine | Electricity | coal, oil, natural gas co-fired utility boiler | 2.4 |  | Tucson Electric Power Company | Biogas Energy Solutions, LLC | 0.1084 | 0.0096
1000031 | 1786 | Northwest Regional MSW Landfill | AZ | Surprise | Maricopa | Private | Waste Management, Inc. | 10505502 | 2009 | Yes | 1.9 |  | 101839-0 | Operational | Project #1 | 2012-08-01 | Reciprocating Engine | Electricity |  | 3.2 |  | Arizona Public Service (APS) | WM Renewable Energy, LLC | 0.1446 | 0.0128
1002831 | 1798 | Salt River Landfill | AZ | Scottsdale | Maricopa | Private | Pima Maricopa Indian Community | 3000000 | 2001 | Yes | 1.89 |  | 101855-1 | Operational | Project #2 (Combination Project, Expansion #1) | 2008-03-01 | Reciprocating Engine | Electricity | LFG piped 3.5 miles to Tri-Cities Generating Plant | 2 |  | Salt River Project Agricultural Improvement and Power District | DTE Biomass Energy | 0.0904 | 0.008
1003229 | 1799 | Tri-Cities Landfill | AZ | Scottsdale | Maricopa | Private | Pima Maricopa Indian Community | 11500000 | 1993 | Yes | 4 |  | 101855-0 | Operational | Combination Project | 2001-05-01 | Reciprocating Engine | Electricity | five CAT 3516 internal combustion engine generator sets rated at 800 kw each, fueled by a centrifual blower, combusts engine exhausts using thermal oxidizer (flare) | 2 |  |  | Aria Energy; DTE Biomass Energy | 0.0904 | 0.008
| 36 | Acme LF | CA | Martinez | Contra Costa | Private | Acme Fill Corporation | 10800000 | 2002 | Yes | 1.8 |  | 180234-0 | Operational | Project #3 | 2003-08-01 | Microturbine | Electricity | 4 70kW Ingersoll-Rand microturbines | 0.28 | 0.216 |  | Bulldog Power | 0.0127 | 0.0011
1004335 | 349 | All Purpose Landfill | CA | Santa Clara | Santa Clara | Public | City of Santa Clara | 3500000 |  | Yes | 0.403 |  | 180957-0 | Operational | Project #2 | 2009-12-18 | Microturbine | Electricity | (3) Ingersoll-Rand 250-kW microturbines | 0.75 | 0.34 | Silicon Valley Power, City of Santa Clara, CA | Ameresco, Inc. | 0.0339 | 0.003
1007699 | 39 | Altamont Landfill & Resource Recovery Facility | CA | Livermore | Alameda | Private | Waste Management, Inc. | 57857143 | 2009 | Yes | 8.33 |  | 180271-0 | Operational | Project #2 | 2002-09-15 | Reciprocating Engine | Electricity | 2 Deutz engines (nameplate 1.35 MW each), capable of producing 17.5 MMBtu/hr each, using 1000 scfm of LFG | 2.7 | 1.44 | Altamont SLF | WM Energy Solutions, Inc. | 0.122 | 0.0108
| 51 | Austin Road Landfill | CA | Manteca | San Joaquin | Private | Republic Services, Inc. | 7354000 | 2002 | Yes | 0.5 | 0 | 107-0 | Operational | Project #1 | 1985-01-01 | Reciprocating Engine | Electricity |  | 0.8 |  | Pacific Gas and Electric Company (PG&E) | Covanta Energy | 0.0361 | 0.0032
1000046 | 55 | Badlands SLF | CA | Moreno Valley | Riverside | Public | Riverside County, CA | 4081500 | 2002 | Yes | 1.31 | 0 | 111-0 | Operational | Project #1 | 2001-02-01 | Reciprocating Engine | Electricity |  | 1.1 | 0.576 | Riverside Public Utilities | Riverside County, CA | 0.0497 | 0.0044
1005092 | 56 | Bailard LF | CA | Oxnard | Ventura | Public | Ventura Regional Sanitation District, CA | 4336609 |  | Yes | 1.09 |  | 408-0 | Operational | Combination Project (Santa Clara LFG Project) | 1984-12-15 | Reciprocating Engine | Electricity |  | 5.1 |  | Southern California Edison (SCE) Company | Covanta Energy | 0.2304 | 0.0203
| 72 | BKK Landfill-Phases I & II | CA | West Covina | Los Angeles | Private | BKK Corporation | 45700000 |  | Yes |  |  | 180224-1 | Operational | Project #1, Replacement | 1997-01-01 | Gas Turbine | Electricity | Solar Taurus 60 | 4.9 |  | Pasadena Water and Power |  | 0.2214 | 0.0195
1007951 | 78 | Bradley Landfill | CA | Sun Valley | Los Angeles | Private | Waste Management, Inc. | 33000000 | 2005 | Yes | 6.39 |  | 180317-0 | Operational | Project #2 | 2003-10-01 | Reciprocating Engine | Electricity | 5 generators, each rated at 1.35 MW | 6.75 |  | Bradley Landfill; Los Angeles Department of Water & Power (LADWP) | WM Energy Solutions, Inc. | 0.305 | 0.0269
1006221 | 83 | Buena Vista Drive SLF | CA | Watsonville | Santa Cruz | Public | Santa Cruz County, CA | 2040000 | 2001 | Yes | 1.58 |  | 166996-0 | Operational | Project #2 | 2006-02-02 | Reciprocating Engine | Electricity | (3) 1,060 kW spark-ignited, turbocharged, after-cooled GE Jenbacher engines total, expected minimum availability of 90% | 3.18 | 1.54 | Alameda Municipal Power; City of Palo Alto, CA | Ameresco, Inc. | 0.1437 | 0.0127
1007600 | 84 | Burbank LF Site No. 3 | CA | Burbank | Los Angeles | Public | City of Burbank, CA | 2000000 |  | Yes | 0.543 |  | 180858-0 | Operational | Project #3 | 2005-04-01 | Microturbine | Electricity | (10) 30 kW Capstone microturbines and (1) 250 kW Ingersoll-Rand microturbine | 0.55 |  | Burbank Water & Power | Burbank Water & Power | 0.0248 | 0.0022
1003599 | 87 | Calabasas SLF | CA | Agoura Hills | Los Angeles | Public | Sanitation Districts of Los Angeles County, CA | 23410000 | 2009 | Yes | 6.39 |  | 180901-0 | Operational | Project #2 | 2010-07-12 | Gas Turbine | Electricity | (3) Solar Mercury 50 turbines | 13.8 |  | Sanitation Districts of Los Angeles County, CA | Sanitation Districts of Los Angeles County, CA | 0.6235 | 0.055
1010207 | 90 | California Street LF | CA | Redlands | San Bernardino | Public | City of Redlands, CA | 960000 |  | Yes | 1.5 |  | 146-0 | Operational | Project #1 | 2003-01-01 | Reciprocating Engine | Electricity | 1 Deutz engine | 1 | 0.432 |  | City of Redlands, CA | 0.0452 | 0.004
1002992 | 105 | Chiquita Canyon SLF | CA | Castaic | Los Angeles | Private | Waste Connections, Inc. | 18680000 | 2004 | Yes | 6.73 |  | 161-0 | Operational | Project #1 | 2010-11-23 | Gas Turbine | Electricity | (2) Solar Mercury 50 turbines | 6 | 3.9 | Southern California Public Power Authority (SCPPA) | Ameresco, Inc. | 0.2711 | 0.0239
1000339 | 271 | City of Santa Cruz SLF | CA | Santa Cruz | Santa Cruz | Public | City of Santa Cruz, CA | 3024722 | 2009 | Yes | 0.801 |  | 181024-0 | Operational | Project #2 | 2009-11-23 | Reciprocating Engine | Electricity | (1) Caterpillar 3520 engine | 1.6 |  | Sacramento Municipal Utility District (SMUD) | Fortistar Methane Group | 0.0723 | 0.0064
| 350 | Coastal LF | CA | Oxnard | Ventura | Public | Ventura County, CA | 3300000 |  | Yes | 1.8 |  | 408-0 | Operational | Combination Project (Santa Clara LFG Project) | 1984-12-15 | Reciprocating Engine | Electricity |  | 5.1 |  | Southern California Edison (SCE) Company | Covanta Energy | 0.2304 | 0.0203
1006322 | 122 | Cold Canyon LF Solid Waste Disposal Site | CA | San Luis Obispo | San Luis Obispo | Private | Waste Connections, Inc. | 2254575 | 2002 | Yes | 1.18 |  | 200730-0 | Operational | Project #2 | 2013-07-31 | Reciprocating Engine | Electricity | (1) 1.6-MW G3520 CAT engine | 1.6 |  | Pacific Gas and Electric Company (PG&E) | Toro Energy, Inc. | 0.0723 | 0.0064
1004691 | 124 | Colton Sanitary Landfill | CA | Colton | San Bernardino | Public | San Bernardino County, CA | 4427243 | 2002 | Yes | 1.66 | 0.796 | 180-0 | Operational | Project #1 | 2003-03-01 | Microturbine | Electricity |  | 1.2 | 0.864 | Southern California Edison (SCE) Company | Algonquin Power Corporation | 0.0542 | 0.0048
1000369 | 342 | Corona Disposal Site | CA | Corona | Riverside | Public | Riverside County, CA | 4000000 |  | Yes | 0.281 | 0 | 402-0 | Operational | Project #1 | 1986-03-04 | Reciprocating Engine | Electricity |  | 0.6 |  | Southern California Edison (SCE) Company | City of Corona, CA | 0.0271 | 0.0024
1007693 | 147 | El Sobrante SLF | CA | Corona | Riverside | Private | Waste Management, Inc. | 12500000 | 2004 | Yes | 5.27 | 3.11 | 203-0 | Operational | Project #1 | 2004-04-01 | Reciprocating Engine | Electricity | 3 IC Deutz engines @ 500 scfm and 1.35 MW each | 4.05 | 2.16 | Southern California Edison (SCE) Company | WM Energy Solutions, Inc. | 0.183 | 0.0161
1007198 | 153 | Foothill Sanitary Landfill, Inc. | CA | Linden | San Joaquin | Public | San Joaquin County, CA | 2460000 | 2005 | Yes | 2.16 |  | 210-0 | Operational | Project #1 | 2014-04-24 | Reciprocating Engine | Electricity | (2) GE Jenbacher engines | 3.6 | 1.55 | Silicon Valley Power, City of Santa Clara, CA | Ameresco, Inc. | 0.1626 | 0.0143
1004010 | 11120 | Forward Landfill | CA | Manteca | San Joaquin | Private | Republic Services, Inc. |  |  | Yes | 2.76 |  | 180955-0 | Operational | Project #1 | 2014-02-22 | Reciprocating Engine | Electricity | (2) GE Jenbacher 2.1-MW engines | 3.4 | 1.55 | Silicon Valley Power, City of Santa Clara, CA | Ameresco, Inc. | 0.1536 | 0.0136
1007837 | 164 | Guadalupe Rubbish Disposal Facility | CA | San Jose | Santa Clara | Private | Waste Management, Inc. | 7100000 | 2005 | Yes | 2.89 |  | 221-0 | Operational | Project #1 | 1984-01-01 | Reciprocating Engine | Electricity | Plant #1: Three 750 HP engines driving 525 kW generators; Plant #2: One 1500 HP engine driving an 1100 kW generator | 2.675 | 1.5 | Pacific Gas and Electric Company (PG&E) |  | 0.1209 | 0.0107
1007128 | 182 | Johnson Canyon SLF | CA | Gonzales | Monterey | Public | Salinas Valley Solid Waste Authority, CA | 430000 | 2002 | Yes | 0.702 |  | 239-0 | Operational | Project #1 | 2013-05-12 | Reciprocating Engine | Electricity | (1) GE Jenbacher engine | 1.4 | 0.53 | City of Palo Alto, CA | Ameresco, Inc. | 0.0633 | 0.0056
1004011 | 184 | Keller Canyon LF | CA | Pittsburg | Contra Costa | Private | Republic Services, Inc. | 3500000 | 2002 | Yes | 3.31 | 0.94 | 241-0 | Operational | Project #1 | 2009-08-01 | Reciprocating Engine | Electricity | (2) GE Jenbacher engines | 3.8 | 1.63 | Alameda Municipal Power; City of Palo Alto, CA | Ameresco, Inc. | 0.1717 | 0.0151
1004037 | 265 | Kiefer LF | CA | Sloughhouse | Sacramento | Public | Sacramento County, CA | 27000000 | 2013 | Yes | 10.368 | 2.416 | 324-0 | Operational | Project #1 | 1999-01-01 | Reciprocating Engine | Electricity | 3 Caterpillar 3616 engines | 9 | 4.752 | Sacramento Municipal Utility District (SMUD) | Aria Energy | 0.4066 | 0.0359
1006107 | 201 | Lopez Canyon SLF | CA | Sylmar | Los Angeles | Public | City of Los Angeles, Bureau of Sanitation, CA | 16691000 |  | Yes | 2.79 |  | 258-0 | Operational | Project #1 | 1999-01-05 | Reciprocating Engine | Electricity | (2) 3616 Caterpillar engines | 6 | 2.67 | Target Corporation |  | 0.2711 | 0.0239
| 336 | Marsh Road LF | CA | Menlo Park | San Mateo | Public | City of Menlo Park, CA | 5000000 |  | Yes | 1.15 |  | 396-1 | Operational | Project #1, De-Expansion #1 | 2009-01-01 | Reciprocating Engine | Electricity | (3) 750 HP Cooper-Superior 8G825 engines and 525 kW Kato generators | 1.58 |  | Pacific Gas and Electric Company (PG&E) |  | 0.0714 | 0.0063
1003918 | 338 | Mid-Valley Sanitary LF | CA | Rialto | San Bernardino | Public | San Bernardino County, CA | 15201000 | 2009 | Yes | 3.43 | 1.85 | 398-0 | Operational | Project #1 | 2003-03-01 | Reciprocating Engine | Electricity | (2) Deutz model TBG620V16K engine-generators | 2.52 | 1.58 | Riverside Public Utilities |  | 0.1139 | 0.01
1006293 | 213 | Milliken SLF | CA | Ontario | San Bernardino | Public | San Bernardino County, CA | 13973400 |  | Yes | 2.24 | 0.3 | 270-0 | Operational | Project #1 | 2003-03-01 | Reciprocating Engine | Electricity | (2) engines | 2.2 | 1.94 | Riverside Public Utilities |  | 0.0994 | 0.0088
| 337 | Mission Hills | CA | Los Angeles | Los Angeles | Private | American Golf Corp.; Barclay Hollander | 21310000 |  | Yes | 4 |  | 166991-0 | Operational | Project #1 | 1984-01-01 | Combined Cycle | Electricity | 4.5-mile pipeline delivers LFG to (2) 14.5 MW combustion turbine generators fueled by 65% NG/35% LFG and (1) condensing steam turbine electric generator | 7.5 | 2.88 | UCLA Facilities Management |  | 0.3388 | 0.0299
1004052 | 220 | Neal Road LF | CA | Paradise | Butte | Public | Butte County, CA | 2491218 | 2009 | Yes | 0.747 |  | 277-0 | Operational | Project #1 | 2013-02-13 | Reciprocating Engine | Electricity | (1) GE Jenbacher 420 engine | 1.4 | 0.85 | Alameda Municipal Power | Ameresco, Inc. | 0.0633 | 0.0056
1006179 | 225 | Newby Island SLF Phases I, II, & III | CA | Milpitas | Santa Clara | Private | Republic Services, Inc. | 22330000 | 2005 | Yes | 3.43 |  | 101858-0 | Operational | Project #2 | 2003-06-01 | Reciprocating Engine | Electricity | LFG is piped to the WWTP where it is mixed with digester gas and used in 17 engines for electricity and air supply at the WWTP | 1.22 | 0.6235 | San Jose WWTP |  | 0.0551 | 0.0049
1002320 | 232 | Olinda Alpha SLF | CA | Brea | Orange | Public | County of Orange - OC Waste & Recycling, CA | 61700000 | 2012 | Yes | 13.824 |  | 290-0 | Operational | Project #1 | 1984-10-25 | Reciprocating Engine | Electricity | (3) Superior 1,750-kW engines | 5.625 | 2.66 | Anaheim Public Utilities | Brea Parties | 0.2541 | 0.0224
| 2162 | Operating Industries, Inc. LF (OII) | CA | Monterey Park | Los Angeles | Private | Operating Industries, Inc. | 29920000 |  | Yes | 3.34 | 2.98 | 180235-0 | Operational | Project #1 | 2002-08-12 | Microturbine | Electricity | 6 Ingersoll-Rand microturbines rated at 70 kW each | 0.42 | 0.36 | Operating Industries, Inc. LF (OII) | New Cure, Inc. | 0.019 | 0.0017
1008030 | 236 | Otay LF | CA | Chula Vista | San Diego | Private | Republic Services, Inc. | 19892000 | 2005 | Yes | 7.89 |  | 294-0 | Operational | Project #1 | 1986-01-01 | Reciprocating Engine | Electricity | 2 or 4 Cooper-Superior model 16SGTA lean-burn engine-generator sets with 1,850 kW capacity (2,650 hp) | 3.7 | 1.61 | San Diego Gas & Electric Company | Toro Energy, Inc. | 0.1672 | 0.0147
1007112 | 238 | Ox Mountain SLF | CA | Half Moon Bay | San Mateo | Private | Republic Services, Inc. | 9128242 | 2001 | Yes | 5.27 |  | 296-0 | Operational | Project #1 | 2009-04-01 | Reciprocating Engine | Electricity | (6) GE Jenbacher 1.92-MW JGS 616 GS-LL engines in all, using GE's temperature swing adsorption (TSA) | 9.7 | 4.8 | Alameda Municipal Power; City of Palo Alto, CA | Ameresco, Inc. | 0.4382 | 0.0387
1003361 | 1780 | Palos Verdes Landfill | CA | Rolling Hills Estates | Los Angeles | Public | Sanitation Districts of Los Angeles County, CA | 23600000 |  | Yes | 8.17 |  | 101831-0 | Operational | Project #1 | 1988-05-20 | Steam Turbine | Electricity | 1988 steam plant rated at 12 MWe | 6 |  | Southern California Edison (SCE) Company | Sanitation Districts of Los Angeles County, CA | 0.2711 | 0.0239
1002106 | 251 | Prima Deshecha SLF | CA | San Juan Capistrano | Orange | Public | County of Orange - OC Waste & Recycling, CA | 22300000 | 2012 | Yes | 2.96 | 0 | 310-0 | Operational | Project #1 | 1999-06-01 | Reciprocating Engine | Electricity | (2) Caterpillar 3616 engines (3,150 kW each) | 5.5 | 2.96 | San Diego Gas & Electric Company | Fortistar Methane Group | 0.2485 | 0.0219
1003199 | 352 | Puente Hills LF | CA | Whittier | Los Angeles | Public | Sanitation Districts of Los Angeles County, CA | 123000000 | 2009 | Yes | 45.05 |  | 180284-0 | Operational | Project #5, WWTP | 2006-01-01 | Reciprocating Engine | Electricity | (3) Caterpillar 3616 engines can burn up to 25% NG with LFG | 5 | 2.79 | Sanitation Districts of Los Angeles County, CA | Sanitation Districts of Los Angeles County, CA | 0.2259 | 0.0199
1005042 | 54 | Recology Hay Road LF | CA | Vacaville | Solano | Private | Recology | 1416000 | 2005 | Yes | 0.803 |  | 110-0 | Operational | Project #1 | 2013-07-12 | Reciprocating Engine | Electricity |  | 1.6 |  | Marin Energy Authority | G2 Energy, LLC | 0.0723 | 0.0064
1004745 | 1976 | Recology Ostrom Road LF | CA | Wheatland | Yuba | Private | Recology | 2000000 | 2004 | Yes | 1.37 | 0.58 | 167060-0 | Operational | Project #1 | 2009-01-09 | Reciprocating Engine | Electricity | (1) Caterpillar G3520C genset | 1.6 | 0.79 |  | G2 Energy, LLC | 0.0723 | 0.0064
1006215 | 268 | San Marcos LF | CA | San Marcos | San Diego | Public | County of San Diego, CA | 11494445 |  | Yes | 1.88 |  | 327-0 | Operational | Project #1 | 1989-01-01 | Gas Turbine | Electricity | 2 recuperated gas turbines driving 933 kW generator; 2 Saturn units installed in 1988 | 1.7 | 1 | San Diego Gas & Electric Company |  | 0.0768 | 0.0068
| 348 | Santa Clara LF | CA | Oxnard | Ventura | Public | City of Oxnard | 2700000 |  | Yes | 0.6 | 0 | 408-0 | Operational | Combination Project (Santa Clara LFG Project) | 1984-12-15 | Reciprocating Engine | Electricity |  | 5.1 |  | Southern California Edison (SCE) Company | Covanta Energy | 0.2304 | 0.0203
1003198 | 274 | Scholl Canyon SLF | CA | Glendale | Los Angeles | Public | City of Glendale, CA | 28780000 | 2013 | Yes | 9.08 | 0.52 | 333-0 | Operational | Project #1 | 1994-07-01 | Steam Turbine | Electricity | 5.5-mile pipeline delivers LFG to be used at Grayson Power Plant for Boiler Steam - Turbine Units 3, 4, and/or 5 as an auxiliary fuel, LFG is mixed with the primary fuel, NG, to generate electricity | 8 | 8.56 | City of Glendale, CA | Palmer Capital Corporation | 0.3614 | 0.0319
1005910 | 344 | Shoreline LF at Mountain View | CA | Mountain View | Santa Clara | Public | City of Mountain View, CA | 11817000 |  | Yes | 1.3 |  | 180400-0 | Operational | Project #2 | 2004-12-01 | Microturbine | Electricity | (2) 70 kW Ingersoll-Rand microturbines | 0.14 | 0.086 | Shoreline LF at Mountain View | City of Mountain View, CA | 0.0063 | 0.0006
1007816 | 279 | Simi Valley LF | CA | Simi Valley | Ventura | Private | Waste Management, Inc. | 12442740 | 2004 | Yes | 5.49 | 4.19 | 180316-0 | Operational | Project #1 | 2004-04-01 | Reciprocating Engine | Electricity | (2) 1.35 MW Deutz engines installed for anticipated LNG equipment that didn't arrive | 2.7 | 1.3 | Southern California Edison (SCE) Company | WM Energy Solutions, Inc. | 0.122 | 0.0108
1004123 | 1929 | Sonoma County Central Disposal Site | CA | Petaluma | Sonoma | Public | Sonoma County, CA | 15000000 | 2002 | Yes |  |  | 166999-2 | Operational | Project #1, Expansion #2 | 2003-03-01 | Reciprocating Engine | Electricity | 2 CAT 3516 engines | 1.1 | 0.2 | Pacific Gas and Electric Company (PG&E) | Aria Energy | 0.0497 | 0.0044
1003395 | 354 | Spadra LF | CA | Walnut | Los Angeles | Public | Sanitation Districts of Los Angeles County, CA | 17081720 |  | Yes | 5.23 |  | 418-0 | Operational | Project #1 | 1990-02-21 | Steam Turbine | Electricity | steam boiler power plant | 8.5 |  | Southern California Edison (SCE) Company | Sanitation Districts of Los Angeles County, CA | 0.384 | 0.0339
1003386 | 114 | Sunnyvale LF | CA | Sunnyvale | Santa Clara | Public | City of Sunnyvale, CA | 2300000 |  | Yes | 0.361 |  | 170-0 | Operational | Project #1 | 1998-01-01 | Reciprocating Engine | Electricity | LFG co-fired with WWTP digester gas; (2) 800-kW Caterpillar 3516 engine-generators combust 75% LFG/25% digester gas | 1.2 | 0.656 | City of Sunnyvale WWTP | City of Sunnyvale, CA | 0.0542 | 0.0048
1003679 | 286 | Sunshine Canyon Landfill | CA | Sylmar | Los Angeles | Private | Republic Services, Inc. | 35132654 | 2004 | Yes | 17.5 |  | 166995-0 | Operational | Project #2 | 2014-09-01 | Gas Turbine | Electricity | (5) Solar Mercury 50 CTG turbines, each at 43.28 MMBtu/hr and driving a nominal 4.9 MW electric generator | 20 |  | Pacific Gas and Electric Company (PG&E) | Aria Energy; DTE Biomass Energy | 0.9036 | 0.0797
1003680 | 287 | Sycamore SLF | CA | Santee | San Diego | Private | Republic Services, Inc. | 12761300 | 2004 | Yes | 4.39 |  | 347-0 | Operational | Project #1 | 1988-12-31 | Gas Turbine | Electricity | (2) 10.8 MMBtu/hr Saturn recuperated gas turbines driving 933 kW generators | 1.48 |  | San Diego Gas & Electric Company |  | 0.0669 | 0.0059
1007833 | 559 | Prairie View RDF | IN | Bremen | St. Joseph | Private | Waste Management, Inc. | 5425098 |  | Yes | 4.26 |  | 628-1 | Operational | Project #1, Expansion #1 | 2007-10-23 | Reciprocating Engine | Electricity | (4) Caterpillar 3516 engines @ ~280 cfm each | 3.2 | 1.505 | Wabash Valley Power Association | Wabash Valley Power Association | 0.1446 | 0.0128
1002683 | 1939 | South Side Landfill Inc. | IN | Indianapolis | Marion | Private | 600 Land, Inc. | 15000000 | 2000 | Yes | 7.2 | 0 | 180238-0 | Operational | Project #3 | 2001-01-01 | Gas Turbine | Electricity | LFG used in 5-MW turbine modified to run on LFG (plant 5) | 4 |  | Rolls-Royce | Granger Energy | 0.1807 | 0.0159
1007638 | 567 | Twin Bridges RDF | IN | Danville | Hendricks | Private | Waste Management, Inc. | 24772021 | 2009 | Yes | 6.12 |  | 637-0 | Operational | Project #1 | 1994-09-01 | Reciprocating Engine | Electricity | (4) Caterpillar 3516 engines @ ~280 cfm each | 3.2 | 1.61 | Wabash Valley Power Association | Wabash Valley Power Association | 0.1446 | 0.0128
1007653 | 610 | Wheeler RDF | IN | Hobart | LaPorte | Private | Waste Management, Inc. | 6692406 |  | Yes | 0.419 | 0.016 | 680-2 | Operational | Project #1, De-Expansion #2 | 2004-01-01 | Reciprocating Engine | Electricity | 3 engines originally, 1 removed in 1999, 1 removed in 2003 | 0.8 | 0.403 | Wabash Valley Power Association | Wabash Valley Power Association | 0.0361 | 0.0032
1007990 | 668 | Oak Grove Landfill | KS | Arcadia | Crawford | Private | WCA Waste Corporation | 2500000 | 2009 | Yes | 1.5 | 0 | 738-0 | Operational | Project #1 | 2010-02-08 | Reciprocating Engine | Electricity | (1) Caterpillar G3520C | 1.6 |  | Kansas City Board of Public Utilities | Enerdyne Power Systems, Inc. | 0.0723 | 0.0064
1007832 | 667 | Rolling Meadows LF | KS | Topeka | Shawnee | Private | Waste Management, Inc. |  |  | Yes | 2.98 |  | 737-0 | Operational | Project #1 | 2010-01-15 | Reciprocating Engine | Electricity | (7) 800-kW Caterpillar 3516s | 5.6 |  | Westar Energy | WM Renewable Energy, LLC | 0.253 | 0.0223
1005950 | 669 | Bavarian Trucking Company LF | KY | Walton | Boone | Private | Bavarian Waste Services, Inc. | 4863179 | 2007 | Yes | 1.69 |  | 739-0 | Operational | Project #1 | 2003-09-22 | Reciprocating Engine | Electricity | (4) Caterpillar G3516s | 3.2 | 1.666 | East Kentucky Power Cooperative (EKPC) | East Kentucky Power Cooperative (EKPC) | 0.1446 | 0.0128
1004082 | 674 | Blue Ridge RDF | KY | Irvine | Estill | Private | Advanced Disposal Services | 3218332 | 2009 | Yes | 0.864 | 0 | 744-0 | Operational | Project #1 | 2013-11-01 | Reciprocating Engine | Electricity | (2) Caterpillar 3516 engines, running at 50-75% capacity at start-up | 0.8 |  | Jackson Energy Cooperative | North American Natural Resources, Inc. (NANR) | 0.0361 | 0.0032
1004483 | 672 | Green Valley Landfill | KY | Ashland | Greenup | Private | Republic Services, Inc. | 3728288 | 2007 | Yes | 1.22 | 0 | 742-0 | Operational | Project #1 | 2003-09-09 | Reciprocating Engine | Electricity | (3) Caterpillar 3516s | 2.4 | 1.025 | East Kentucky Power Cooperative (EKPC) | East Kentucky Power Cooperative (EKPC) | 0.1084 | 0.0096
1007240 | 695 | Hardin County Landfill | KY | Elizabethtown | Hardin | Public | Hardin County Fiscal Court, KY | 2899812 | 2007 | Yes | 0.685 |  | 765-0 | Operational | Project #1 | 2006-01-31 | Reciprocating Engine | Electricity | (3) low-emission 800 kW Caterpillar 3516 engines initially | 2.4 | 1.065 | East Kentucky Power Cooperative (EKPC) | East Kentucky Power Cooperative (EKPC) | 0.1084 | 0.0096
1002341 | 688 | Laurel Ridge Landfill Inc. | KY | Lily | Laurel | Private | Waste Connections, Inc. | 3384572 | 2008 | Yes | 1.51 |  | 758-0 | Operational | Project #1 | 2003-09-15 | Reciprocating Engine | Electricity | Caterpillar G3516s | 2.4 | 1.463 | East Kentucky Power Cooperative (EKPC) | East Kentucky Power Cooperative (EKPC) | 0.1084 | 0.0096
1002634 | 289 | Tajiguas SLF | CA | Goleta | Santa Barbara | Public | Santa Barbara County, CA | 8000000 | 2005 | Yes | 1.82 | 0.316 | 349-0 | Operational | Project #1 | 2000-03-31 | Reciprocating Engine | Electricity | Caterpillar G3616 IC engine (rated at 4231 bhp) is prime mover that generates electrical energy via a Kato Model CO87-0546 electrical generator | 3.1 | 1.5 | Southern California Edison (SCE) Company | Fortistar Methane Group | 0.1401 | 0.0124
1004743 | 294 | Toland Road SLF | CA | Santa Paula | Ventura | Public | Ventura Regional Sanitation District, CA | 2700000 | 2002 | Yes | 1.11 |  | 354-0 | Operational | Project #1 | 2004-08-01 | Microturbine | Electricity | (1) 70 kW Ingersoll-Rand microturbine | 0.07 |  | Southern California Edison (SCE) Company; Toland Road SLF | Ventura Regional Sanitation District, CA | 0.0032 | 0.0003
1006089 | 343 | Toyon Canyon LF | CA | Los Angeles | Los Angeles | Public | City of Los Angeles, Bureau of Sanitation, CA | 16000000 |  | Yes |  | 0.39 | 403-3 | Operational | Project #1, De-Expansion #3 | 2005-01-01 | Reciprocating Engine | Electricity | (2) engines operate on weekdays, only (1) operates on weekends | 3 | 1.48 | Southern California Edison (SCE) Company |  | 0.1355 | 0.012
| 302 | Union Mine Disposal Site | CA | El Dorado | El Dorado | Public | El Dorado County, CA | 1000000 |  | Yes | 0.35 | 0.235 | 362-0 | Operational | Project #1 | 2004-01-01 | Microturbine | Electricity | (3) Ingersoll Rand microturbines rated at 70 kW each, electricity used to supplement the power used to run on-site wastewater treatment facility | 0.21 | 0.115 | El Dorado County, CA | El Dorado County, CA | 0.0095 | 0.0008
1007040 | 309 | Vasco Road SLF | CA | Livermore | Alameda | Private | Republic Services, Inc. | 13859578 | 2006 | Yes | 3.1 |  | 369-0 | Operational | Project #1 | 2014-02-22 | Reciprocating Engine | Electricity | (2) GE Jenbacher engines | 4.3 | 2.04 | Silicon Valley Power, City of Santa Clara, CA | Ameresco, Inc. | 0.1943 | 0.0171
1005195 | 320 | West Contra Costa SLF | CA | Richmond | Contra Costa | Private | Republic Services, Inc. | 14950000 | 2006 | Yes | 2.79 |  | 380-0 | Operational | Project #1 | 1985-01-01 | Reciprocating Engine | Electricity | (3) Waukesha engines | 2 |  | Alameda Municipal Power | West County Energy Recovery Corp. | 0.0904 | 0.008
1005061 | 214 | West Miramar SLF | CA | San Diego | San Diego | Public | United States Navy | 45000000 | 2013 | Yes | 8.01 |  | 166990-0 | Operational | Project #2 | 1999-01-01 | Reciprocating Engine | Electricity | (4) 950-kW Caterpillar 3516 engines; most electricity is used on-site, balance sold to the grid | 3.3 |  | City of San Diego North City Water Reclamation Plant | Fortistar Methane Group | 0.1491 | 0.0132
1006501 | 247 | Western Regional SLF | CA | Lincoln | Placer | Public | Western Placer Waste Management Authority | 3368000 | 2002 | Yes | 2.03 |  | 306-0 | Operational | Project #1 | 2004-07-01 | Reciprocating Engine | Electricity | 2 Caterpillar engines | 1.6 |  | City of Roseville, CA | CB&I; Energy 2001, Inc. | 0.0723 | 0.0064
| 327 | Yolo County Central LF | CA | Davis | Yolo | Public | Yolo County, CA | 5757000 | 2004 | Yes | 2 | 0.6 | 387-0 | Operational | Project #1 | 1997-03-01 | Reciprocating Engine | Electricity | (4) Caterpillar G399 at 600kW each, producing 1,500-2,000 kW with 250 kW parasitic drain | 1.75 | 1.4 | Sacramento Municipal Utility District (SMUD) |  | 0.0791 | 0.007
1007709 | 1718 | Denver Arapahoe Disposal Site (DADS) | CO | Aurora | Arapahoe | Public | City of Denver, CO | 40840103 | 2009 | Yes | 2.56 |  | 6397-0 | Operational | Project #1 | 2008-09-01 | Reciprocating Engine | Electricity | (4) Caterpillar 3516 engines | 3.2 |  | Xcel Energy - Denver District Cooling | WM Renewable Energy, LLC | 0.1446 | 0.0128
1007700 | 1739 | Denver Regional Landfill (North) | CO | Erie | Weld | Private | Republic Services, Inc. | 6319775 | 1992 | Yes | 0.228 |  | 6416-0 | Operational | Combination Project | 2011-11-01 | Reciprocating Engine | Electricity | (2) CAT G3520 engines; 1.75 miles of pipeline collect LFG from the (3) landfills | 3.2 |  | United Power Cooperative | Aria Energy | 0.1446 | 0.0128
1005633 | 1737 | Denver Regional Landfill (South) | CO | Erie | Weld | Private | Waste Connections Inc. - Central Region | 7600000 | 2002 | Yes | 1.67 |  | 6416-0 | Operational | Combination Project | 2011-11-01 | Reciprocating Engine | Electricity | (2) CAT G3520 engines; 1.75 miles of pipeline collect LFG from the (3) landfills | 3.2 |  | United Power Cooperative | Aria Energy | 0.1446 | 0.0128
1003911 | 2277 | Front Range Landfill | CO | Erie | Boulder | Private | Waste Connections Inc. - Central Region |  |  | Yes | 0.774 |  | 6416-0 | Operational | Combination Project | 2011-11-01 | Reciprocating Engine | Electricity | (2) CAT G3520 engines; 1.75 miles of pipeline collect LFG from the (3) landfills | 3.2 |  | United Power Cooperative | Aria Energy | 0.1446 | 0.0128
| 363 | East Windsor LF | CT | Broad Brook | Hartford | Private | Manchester Methane | 837000 |  | Yes | 0.36158 |  | 427-0 | Operational | Project #1 | 2007-05-01 | Reciprocating Engine | Electricity | 2 Caterpillar engines | 3.2 |  | Connecticut Light & Power | Manchester Methane | 0.1446 | 0.0128
1002796 | 359 | Hartford LF | CT | Hartford | Hartford | Public | Connecticut Resources Recovery Authority (CRRA) | 6000000 | 2008 | Yes | 0.818 | 0.134 | 423-1 | Operational | Project #1, De-Expansion #1 | 2009-01-01 | Reciprocating Engine | Electricity | 2 engines | 1.9 | 0.684 | Connecticut Light & Power | Fortistar Methane Group | 0.0858 | 0.0076
1008010 | 362 | New Milford LF | CT | New Milford | Litchfield | Private | Waste Management, Inc. | 6700000 | 1995 | Yes | 0.829 | 0 | 180914-0 | Operational | Project #2 | 2008-05-15 | Reciprocating Engine | Electricity | (3) Caterpillar 3516s | 2.4 |  | Connecticut Light & Power | WM Renewable Energy, LLC | 0.1084 | 0.0096
1002183 | 1832 | Jones Crossroads Landfill | DE | Georgetown | Sussex | Public | Delaware Solid Waste Authority | 4558532 | 2009 | Yes | 3.16 |  | 166404-0 | Operational | Project #1 | 2006-10-24 | Reciprocating Engine | Electricity | 4 GE Jenbacher 320 engines | 4.24 | 2.3 | Constellation | Ameresco, Inc. | 0.1916 | 0.0169
1002182 | 1831 | Sandtown Landfill | DE | Felton | Kent | Public | Delaware Solid Waste Authority | 4166232 | 2009 | Yes | 2.84 |  | 166403-1 | Operational | Project #1, Expansion #1 | 2014-03-13 | Reciprocating Engine | Electricity | (2) GE-Jenbacher 320 engines | 2 | 0.75 | Delaware Electric Cooperative | Ameresco, Inc. | 0.0904 | 0.008
1006881 | 415 | Baseline Landfill | FL | Ocala | Marion | Public | Marion County, FL | 3640000 | 2009 | Yes | 2.26 | 0.159 | 480-0 | Operational | Project #1 | 2009-01-26 | Reciprocating Engine | Electricity | (2) Caterpillar 3520s | 3.2 | 1.6 | Gainesville Regional Utilities (GRU) | G2 Energy, LLC | 0.1446 | 0.0128
1005023 | 380 | Brevard County Central Disposal Facility | FL | Cocoa | Brevard | Public | Brevard County, FL | 14665000 | 2007 | Yes | 4.752 | 0 | 444-1 | Operational | Project #1, Expansion #1 | 2009-12-29 | Reciprocating Engine | Electricity | (2) Caterpillar model G3520C 2,233 brake-horsepower engines | 3.2 | 1.584 | Seminole Electric Cooperative, Inc. | Aria Energy | 0.1446 | 0.0128
1003723 | 435 | East Duval SLF | FL | Jacksonville | Duval | Public | City of Jacksonville, FL | 4122058 |  | Yes | 0.195 |  | 500-8 | Operational | Project #1, De-Expansion #8 | 2005-01-01 | Reciprocating Engine | Electricity | Originally four 800kW engines, reduced to three engines over time | 0.43 | 0.25 | JEA | Earth Tech; JEA | 0.0194 | 0.0017
1002008 | 2156 | Hernando County Northwest Landfill | FL | Brooksville | Hernando | Public | Hernando County, FL | 1895000 | 2010 | Yes | 0.719 |  | 180227-0 | Operational | Project #1 | 2008-10-07 | Reciprocating Engine | Electricity | (1) Caterpillar 3520 engine | 1.6 |  | Seminole Electric Cooperative, Inc. | Timberline Energy, LLC | 0.0723 | 0.0064
1006191 | 436 | Jacksonville North SLF | FL | Jacksonville | Duval | Public | City of Jacksonville, FL | 4900000 | 1992 | Yes | 0.385 | 0.095 | 501-4 | Operational | Project #1, De-Expansion #4 | 2004-01-01 | Steam Turbine | Electricity | LFG injected into natural gas line feeding a utility steam boiler | 0.54 | 0.29 | JEA | City of Jacksonville, FL | 0.0244 | 0.0022
1004913 | 414 | Lena Road Class I Landfill | FL | Bradenton | Manatee | Public | Manatee County, FL | 8400000 | 2007 | Yes | 2.26 |  | 479-0 | Operational | Project #2 | 2014-05-01 | Reciprocating Engine | Electricity | (1) Caterpillar 3520C engine provides power to County WWTP and for sludge dryer | 1.6 | 0.76 | Manatee County Southeast Water Reclamation Facility | Manatee County, FL | 0.0723 | 0.0064
1007856 | 397 | Monarch Hill Landfill | FL | Pompano Beach | Broward | Private | Waste Management, Inc. | 41720359 | 2009 | Yes | 9.89 |  | 462-0 | Operational | Project #1 | 1989-05-01 | Combined Cycle | Electricity | 3 Centaur turbines (each rated at 3.1 MW) and 1 steam turbine (2 MW) | 11.3 |  | Florida Power & Light | WM Renewable Energy, LLC | 0.5105 | 0.045
1007855 | 401 | Naples Landfill | FL | Naples | Collier | Public | Collier County, FL | 5687626 | 2009 | Yes | 3.17 |  | 466-0 | Operational | Project #1 | 2011-05-06 | Reciprocating Engine | Electricity | (5) Caterpillar 3516 engines | 4 |  | Florida Power & Light | WM Renewable Energy, LLC | 0.1807 | 0.0159
1006859 | 424 | North Central Landfill | FL | Winter Haven | Polk | Public | Polk County Board of County Commissioners, FL | 12141300 | 2009 | Yes | 2.88 | 0.05 | 489-0 | Operational | Project #1 | 1997-01-01 | Steam Turbine | Electricity | supplements wood waste and waste tires fuel for steam driven electric generators | 5 | 2.83 | Wheelabrator Ridge Energy (WRE) | Wheelabrator Ridge Energy (WRE) | 0.2259 | 0.0199
1008215 | 420 | Orange County SLF | FL | Orlando | Orange | Public | Orange County, FL | 14165000 | 2001 | Yes | 6.09 | 0.46 | 485-1 | Operational | Project #1, Expansion #1 | 2011-08-01 | Steam Turbine | Electricity | 5-mile pipeline to Stanton Energy Center, LFG co-fired with coal in 2 boilers that produce steam used to generate electricity | 8 | 5.63 | Orlando Utilities Commission (OUC) | Orange County, FL; Orlando Utilities Commission (OUC) | 0.3614 | 0.0319
1000349 | 431 | Osceola Landfill | FL | Geneva | Seminole | Public | Seminole County Board of Commissioners, FL | 7700000 | 2007 | Yes | 2.6 |  | 496-0 | Operational | Project #1 | 2007-12-30 | Reciprocating Engine | Electricity | (4) Caterpillar Model G3520C 2,233 brake-horsepower engines | 6.4 |  | Seminole Electric Cooperative, Inc. | Aria Energy | 0.2892 | 0.0255
1005656 | 406 | Perdido LF | FL | Cantonment | Escambia | Public | Escambia County, FL | 7580000 | 2007 | Yes | 1.82 |  | 180873-0 | Operational | Project #2 | 2010-10-07 | Reciprocating Engine | Electricity | (2) Caterpillar 3520C/SR4B generator sets, requiring 600 cfm LFG each | 3.2 |  | Gulf Power Company | Gulf Power Company | 0.1446 | 0.0128
1004682 | 404 | South Dade Solid Waste Disposal Facility | FL | Homestead | Miami-Dade | Public | Miami-Dade County, FL | 13918741 | 2007 | Yes | 0.432 |  | 469-0 | Operational | Project #1 | 2013-09-01 | Reciprocating Engine | Electricity | LFG and WWTP digester gas will be co-fired to generate electricity at the WWTP |  | 0.432 | Miami-Dade Water and Sewer Departmnet | Miami-Dade County, FL | 0.0351 | 0.0031
1007898 | 409 | Springhill Regional Landfill | FL | Campbellton | Jackson | Private | Waste Management, Inc. | 6279177 | 2009 | Yes | 2.16 | 0 | 474-0 | Operational | Project #1 | 2006-03-30 | Reciprocating Engine | Electricity | 4.5 mile, 12.5 kV distribution line to the generating station, 6 Caterpillar engines | 4.8 | 2.16 | PowerSouth Energy Cooperative | WM Renewable Energy, LLC | 0.2169 | 0.0191
1005328 | 434 | Tomoka Farms Road LF | FL | Port Orange | Volusia | Public | Volusia County, FL | 7569140 |  | Yes | 2.5 | 1.24 | 499-0 | Operational | Project #1 | 1998-01-01 | Reciprocating Engine | Electricity |  | 3.6 | 1.26 | Florida Power & Light |  | 0.1626 | 0.0143
1007897 | 405 | Trail Ridge Landfill Inc. | FL | Baldwin | Duval | Public | City of Jacksonville, FL | 4677128 | 2001 | Yes | 4.99 | 0.69 | 470-0 | Operational | Project #1 | 2008-12-18 | Reciprocating Engine | Electricity | (6) Caterpillar Model G3520C 2,233 brake-horsepower engines | 9.6 | 4.3 | JEA | Aria Energy | 0.4337 | 0.0383
1001909 | 398 | Zemel Road Landfill | FL | Punta Gorda | Charlotte | Public | Charlotte County Solid Waste, FL | 1145250 | 2007 | Yes | 1.224 |  | 463-0 | Operational | Project #1 | 2011-10-14 | Reciprocating Engine | Electricity | (2) GE Jenbacher JGC420 engines initially, BioGasclean biological cleaning system reduces 1,000 ppm H2S to < 200 ppm | 2.8 |  | Orlando Utilities Commission (OUC) | Lime Energy Asset Development | 0.1265 | 0.0112
1007900 | 468 | BJ Landfill | GA | Norcross | Gwinnett | Private | Waste Management, Inc. | 4061918 | 1999 | Yes | 0.912 |  | 533-1 | Operational | Project #1, De-Expansion #1 | 2010-01-01 | Reciprocating Engine | Electricity | (2) Caterpillar 3516s | 1.6 |  | Oglethorpe Power Corp | WM Renewable Energy, LLC | 0.0723 | 0.0064
1007502 | 2419 | Catoosa County MSW LF | GA | Ringgold | Catoosa | Public | Catoosa County, GA | 1401974 | 2004 | Yes | 0.291 |  | 180787-0 | Operational | Project #1 | 2012-01-01 | Reciprocating Engine | Electricity | GE Jenbacher 12-cylinder (V-12) engine | 0.36 |  | Tennessee Valley Authority (TVA) |  | 0.0163 | 0.0014
1003854 | 446 | Clayton County LF | GA | Lovejoy | Clayton | Public | Clayton County, GA | 2334334 | 2011 | Yes | 0.581 |  | 511-0 | Operational | Project #1 | 2012-09-24 | Reciprocating Engine | Electricity | (1) 1.2 MW engine and (1) 0.8 MW engine | 2 |  | Clayton County, GA |  | 0.0904 | 0.008
1006056 | 445 | Dunlap Road Phases 1,2,3,4 | GA | Winterville | Clarke | Public | Unified Government of Athens-Clarke County (ACCUG) | 2557445 | 2009 | Yes |  |  | 510-0 | Operational | Project #1 | 2013-10-04 | Reciprocating Engine | Electricity | (1) CAT 3520 | 1.6 | 0.828 | Georgia Energy Cooperative | C2i Methane Partners | 0.0723 | 0.0064
1001636 | 458 | Evergreen Landfill | GA | Valdosta | Lowndes | Private | Advanced Disposal Services | 5004895 | 2009 | Yes | 1.63 |  | 523-0 | Operational | Project #1 | 2014-05-02 | Reciprocating Engine | Electricity | (3) 1.6-MW, 2,233-BHp engines, each with rated LFG input of 30,390 ft3/hr | 4.8 |  | Green Power EMC | Energy Systems Group, LLC | 0.2169 | 0.0191
1003440 | 11981 | Fort Benning LF | GA | Fort Benning | Muscogee | Public | United States Army |  |  | Yes | 0.75 |  | 181078-0 | Operational | Project #1 | 2011-11-09 | Microturbine | Electricity | Flex Powerstation FP250 | 0.25 |  | United States Army | FlexEnergy Inc | 0.0113 | 0.001
1005638 | 448 | Seminole Road MSW Landfill | GA | Ellenwood | DeKalb | Public | DeKalb County Sanitation, GA | 11538656 | 2013 | Yes | 3.168 | 0.792 | 513-0 | Operational | Project #1 | 2006-10-12 | Reciprocating Engine | Electricity | (2) Caterpillar G3520 engines rated at 1.6 MW each | 3.2 | 1.584 | Georgia Power Company | DeKalb County Sanitation, GA | 0.1446 | 0.0128
1003983 | 457 | SR247 MSW Landfill | GA | Kathleen | Houston | Public | Houston County Board of Commissioners, GA | 2072084 | 2006 | Yes | 1.5 |  | 522-0 | Operational | Project #1 | 2011-01-11 | Reciprocating Engine | Electricity | (2) Caterpillar G3520C engines fired completely on LFG, 8,500 hrs/yr | 3 |  | Flint Energies | PowerSecure Inc. | 0.1355 | 0.012
1003569 | 444 | Superior Landfill & Recycling Center | GA | Savannah | Chatham | Private | Waste Management, Inc. | 5334189 | 2009 | Yes | 2.56 |  | 509-0 | Operational | Project #1 | 2010-05-01 | Reciprocating Engine | Electricity | (8) Caterpillar 3516s | 6.4 |  | Georgia Power Company | WM Renewable Energy, LLC | 0.2892 | 0.0255
1007124 | 461 | Veolia ES Taylor County Landfill | GA | Mauk | Taylor | Private | Waste Industries USA, Inc. | 11523633 | 2009 | Yes | 4.608 | 0 | 526-2 | Operational | Project #1, Expansion #2 | 2012-01-16 | Reciprocating Engine | Electricity | (4) GE Jenbacher J320 engines; siloxane treatment upstream of engines due to high levels of siloxanes | 4 |  | Green Power EMC | Energy Developments, Inc | 0.1807 | 0.0159
1003711 | 10404 | Wolf Creek Landfill, LLC | GA | Dry Branch | Twiggs | Private | Advanced Disposal Services | 1054865 | 2009 | Yes | 1.64 |  | 180882-0 | Operational | Project #1 | 2011-12-12 | Reciprocating Engine | Electricity | (2) GE Jenbacher J420 generator sets using 430 cfm LFG per engine | 2.8 | 1.238 | Green Power EMC | Sustainable Energy Solutions LLC | 0.1265 | 0.0112
1001949 | 631 | Cedar Rapids Linn County Solid Waste Landfill #2 | IA | Marion | Linn | Public | Cedar Rapids-Linn County Solid Waste Agency | 858000 |  | Yes | 0.466 |  | 701-0 | Operational | Project #1 | 2013-05-31 | Reciprocating Engine | Electricity | Waste heat from engine-generator sets will be captured & used to heat County's new 48,000 sq ft Resource Recovery Building | 1.6 |  | Central Iowa Power Cooperative (CIPCO) |  | 0.0723 | 0.0064
1007673 | 623 | Central Disposal Landfill | IA | Lake Mills | Winnebago | Private | Waste Management, Inc. | 4528000 |  | Yes | 2.6 | 0 | 693-0 | Operational | Project #1 | 2006-03-18 | Reciprocating Engine | Electricity | (6) Caterpillar 3516 engines, at 800 kW each | 4.8 | 2.592 | Dairyland Power Cooperative | WM Renewable Energy, LLC | 0.2169 | 0.0191
1007727 | 624 | Metro Park East Landfill | IA | Mitchellville | Polk | Public | Metro Waste Authority | 22213605 |  | Yes | 5.78 |  | 694-0 | Operational | Project #1 | 1993-01-01 | Reciprocating Engine | Electricity | (8) 1,150 HP, 16-cylinder Caterpillar 3516 engines | 6.4 |  | MidAmerican Energy Holdings Company | Bio Energy Partners | 0.2892 | 0.0255
1002699 | 1988 | Bannock County Landfill | ID | Pocatello | Bannock | Public | Bannock County, ID | 2000000 | 2000 | Yes | 0.438 | 0 | 167073-0 | Operational | Project #1 | 2014-04-14 | Reciprocating Engine | Electricity | (1) Cat V-20, 350 cc engine | 0.8 | 0.438 | Idaho Power Company |  | 0.0361 | 0.0032
1006763 | 2067 | Fighting Creek Farm Landfill | ID | Coeur d' Alene | Kootenai | Public | County of Kootenai | 1000000 | 2001 | Yes | 1.35 |  | 181103-0 | Operational | Project #2 | 2012-01-05 | Reciprocating Engine | Electricity | (2) Caterpillar 3520C engines | 3.2 |  | Avista Utilities | Kootenai Electric Cooperative | 0.1446 | 0.0128
1003446 | 2165 | Hidden Hollow Landfill | ID | Boise | Ada | Public | Ada County, ID |  |  | Yes | 3.82 | 2.02 | 180242-0 | Operational | Project #1 | 2006-07-31 | Reciprocating Engine | Electricity | (2) Caterpillar G-3520C gen sets rated at 1.6 MW each | 3.2 | 1.8 | Idaho Power Company |  | 0.1446 | 0.0128
1005985 | 494 | Advanced Disposal Zion Landfill | IL | Zion | Lake | Private | Advanced Disposal Services | 12547170 | 2009 | Yes | 6.27 |  | 559-1 | Operational | Project #1, Expansion #1 | 2009-01-01 | Reciprocating Engine | Electricity | 1 additional gas engine generator set | 1.4 | 0.3 | Commonwealth Edison Company (ComEd) | Energy Developments, Inc | 0.0633 | 0.0056
1003744 | 521 | Beecher Development Company Landfill | IL | Beecher | Will | Private | John Sexton Sand & Gravel; Waste Management, Inc. | 5500000 |  | Yes | 1.18 |  | 586-0 | Operational | Project #1 | 2006-06-01 | Reciprocating Engine | Electricity | (2) 1.06 MW Jenbacher engines | 2.12 |  | Commonwealth Edison Company (ComEd) | Sexton Energy LLC | 0.0958 | 0.0084
1004026 | 1864 | Brickyard Landfill Units 1 & 2 | IL | Danville | Vermilion | Private | Republic Services, Inc. | 2301000 | 2003 | Yes | 1.5 |  | 166910-0 | Operational | Project #1 | 1999-01-01 | Reciprocating Engine | Electricity | 3 J320 Jenbacher engines | 4 |  | Illinois Power Company | Biogas Energy Solutions, LLC | 0.1807 | 0.0159
| 522 | CDT LF | IL | Rockdale | Will | Private | CDT Landfill Corporation | 1596000 | 2000 | Yes | 0.5 |  | 587-0 | Operational | Project #1 | 1997-01-01 | Reciprocating Engine | Electricity |  | 1.6 |  | Commonwealth Edison Company (ComEd) | KMS Power Income Trust Fund | 0.0723 | 0.0064
1008012 | 474 | CID Recycling and Disposal Facility | IL | Chicago | Cook | Private | Waste Management, Inc. | 21690122 |  | Yes | 2.74 |  | 539-1 | Operational | Project #1, De-Expansion #1 | 2000-01-01 | Gas Turbine | Electricity | 3 Centaur units installed in 1988, 1 removed in 1999 | 6.6 |  |  | WM Illinois Renewable Energy, LLC | 0.2982 | 0.0263
1007467 | 481 | Clinton Landfill Inc. | IL | Clinton | De Witt | Private | Coulter Companies, Inc. | 3800000 | 2007 | Yes | 1.88 | 0.364 | 546-0 | Operational | Project #1 | 2007-01-01 | Reciprocating Engine | Electricity | (2) Caterpillar 3520 engines with nameplate capacities of 1.6 MW each | 3.2 | 1.512 | Ameren Energy Marketing | Greenfield Energy, LLC; Palmer Capital Corporation | 0.1446 | 0.0128
1007992 | 495 | Countryside LF | IL | Grayslake | Lake | Private | Waste Management, Inc. | 6500000 | 2001 | Yes | 5.92 |  | 560-0 | Operational | Project #1 | 2000-01-01 | Reciprocating Engine | Electricity | (6) Deutz 1.3 MW engines | 7.8 |  |  | Biogas Energy Solutions, LLC | 0.3524 | 0.0311
1003743 | 1866 | Des Plaines Landfill | IL | Des Plaines | Cook | Private | Archdiocese of Chicago | 5500000 |  | Yes | 0.525 |  | 166913-0 | Operational | Project #1 | 2004-11-01 | Reciprocating Engine | Electricity | (2) 1.75 MW Jenbacher engines | 3.5 | 2.16 | Commonwealth Edison Company (ComEd) | Sexton Energy LLC | 0.1581 | 0.0139
| 496 | Dixon / GROP Landfill No. 2 | IL | Dixon | Lee | Private | Republic Services, Inc. | 1140780 | 1998 | Yes | 2.16 | 0 | 561-0 | Operational | Combination Project | 2000-01-01 | Reciprocating Engine | Electricity | 3 internal combustion generators | 4 |  | Unicom | Biogas Energy Solutions, LLC | 0.1807 | 0.0159
1007701 | 487 | Environtech LF | IL | Morris | Grundy | Private | Republic Services, Inc. | 6387000 | 2003 | Yes | 1.37 |  | 552-1 | Operational | Project #1, De-Expansion #1 | 2008-01-01 | Reciprocating Engine | Electricity | (2) Deutz 16-cylinder engines at 1,300 kW each | 2.6 |  | Commonwealth Edison Company (ComEd) | Biogas Energy Solutions, LLC | 0.1175 | 0.0104
1006207 | 483 | Greene Valley RDF | IL | Naperville | DuPage | Public | Forest Preserve District of DuPage County | 18707345 |  | Yes | 6 |  | 548-1 | Operational | Project #1, De-Expansion #1 | 2010-01-01 | Gas Turbine | Electricity | 2 Caterpillar Solar gas turbines, each rated at 3,300 kW | 6.6 |  | Commonwealth Edison Company (ComEd) | Bio Energy Partners | 0.2982 | 0.0263
1006418 | 493 | Kankakee County RDF | IL | Chebanse | Kankakee | Private | Waste Management, Inc. | 2198000 | 2003 | Yes | 0.743 |  | 558-0 | Operational | Project #1 | 1992-01-01 | Reciprocating Engine | Electricity | (2) 800-kW Caterpillar 3516s | 1.6 |  | Commonwealth Edison Company (ComEd) | WM Illinois Renewable Energy, LLC | 0.0723 | 0.0064
1003588 | 475 | Lake LF | IL | Northbrook | Cook | Private | Waste Management, Inc. | 10000000 |  | Yes | 3.08 |  | 540-1 | Operational | Project #1, De-Expansion #1 | 2010-01-01 | Gas Turbine | Electricity | 2 Centaur units | 6.6 |  | Commonwealth Edison Company (ComEd) | WM Illinois Renewable Energy, LLC | 0.2982 | 0.0263
| 476 | Land & Lakes #1 and #2 | IL | Park Ridge | Cook | Private | Land and Lakes Company | 11183620 |  | Yes |  |  | 594-0 | Operational | Combination Project | 1998-01-01 | Reciprocating Engine | Electricity | three 1 MW Jenbacher reciprocating engines | 3 |  |  | Biogas Energy Solutions, LLC | 0.1355 | 0.012
1007047 | 477 | Land & Lakes #3 | IL | Chicago | Cook | Private | Land and Lakes Company | 15000000 |  | Yes | 0.589 |  | 542-1 | Operational | Project #1, De-Expansion #1 | 2009-01-01 | Reciprocating Engine | Electricity |  | 1 | 0.55 |  | Biogas Energy Solutions, LLC | 0.0452 | 0.004
1008115 | 527 | Land & Lakes/Dolton LF | IL | Dolton | Cook | Private | Land and Lakes Company | 4202000 | 2003 | Yes | 0.953 |  | 594-0 | Operational | Combination Project | 1998-01-01 | Reciprocating Engine | Electricity | three 1 MW Jenbacher reciprocating engines | 3 |  |  | Biogas Energy Solutions, LLC | 0.1355 | 0.012
1006349 | 2322 | Land & Lakes/Willow Ranch Landfill | IL | Romeoville | Will | Private | Land and Lakes Company | 2000000 | 1992 | Yes | 0.385 |  | 180419-0 | Operational | Project #1 | 1998-01-01 | Reciprocating Engine | Electricity | GE-Jenbacher J 320 GS-B21, 20-cylinder, 4-stroke engine | 0.4 |  | Commonwealth Edison Company (ComEd) | Biogas Energy Solutions, LLC | 0.0181 | 0.0016
| 1857 | Lansing LF | IL | Lansing | Cook | Public | Prairie Preservation | 1300000 | 1999 | Yes |  |  | 166903-0 | Operational | Project #1 | 1997-01-01 | Reciprocating Engine | Electricity |  | 2.2 |  | Commonwealth Edison Company (ComEd) | Resource Technology Corporation | 0.0994 | 0.0088
1003627 | 2324 | Lee County Landfill | IL | Dixon | Lee | Private | Republic Services, Inc. | 4030000 | 2003 | Yes | 3.65 |  | 561-0 | Operational | Combination Project | 2000-01-01 | Reciprocating Engine | Electricity | 3 internal combustion generators | 4 |  | Unicom | Biogas Energy Solutions, LLC | 0.1807 | 0.0159
1002249 | 497 | Livingston LF | IL | Pontiac | Livingston | Private | Republic Services, Inc. | 15132820 | 2003 | Yes |  |  | 562-1 | Operational | Project #1, Re-Start | 2013-10-31 | Gas Turbine | Electricity | (3) re-furbished Solar Taurus 60 turbines | 15 | 8.5 | PJM Interconnection, LLC | Hoosier Energy REC, Inc. | 0.6777 | 0.0598
1007633 | 484 | Mallard Lake LF | IL | Hanover Park | DuPage | Public | Forest Preserve District of DuPage County | 24468450 |  | Yes | 6.55 |  | 549-0 | Operational | Project #1 | 1997-01-01 | Combined Cycle | Electricity |  | 19 |  | Commonwealth Edison Company (ComEd) |  | 0.8584 | 0.0757
1008269 | 516 | Milam Recycling and Disposal Facility | IL | East St. Louis | St. Clair | Private | Waste Management, Inc. | 16000000 | 2004 | Yes | 5.05 |  | 581-0 | Operational | Project #1 | 1991-01-01 | Reciprocating Engine | Electricity | (3) 800-kW reciprocating engines installed in 1991 and 1992 | 2.4 |  | Ameren Energy Marketing | WM Illinois Renewable Energy, LLC | 0.1084 | 0.0096
1006176 | 2315 | Prairie View RDF | IL | Wilmington | Will | Public | Will County, IL | 9000000 | 2014 | Yes | 3.312 | 0.576 | 180412-0 | Operational | Project #1 | 2011-12-09 | Reciprocating Engine | Electricity | (3) Caterpillar 3520 engines at 1.6 MW each | 4.8 | 2.736 | Commonwealth Edison Company (ComEd) | WM Renewable Energy, LLC | 0.2169 | 0.0191
1004936 | 507 | Rochelle Municipal #2 | IL | Rochelle | Ogle | Public | City of Rochelle, IL | 4000000 | 2008 | Yes | 1.72 |  | 572-0 | Operational | Project #1 | 2011-12-05 | Reciprocating Engine | Electricity | (3) Caterpillar 3520 engines; Cameron Thiopaq biological treatment system reduces H2S from 4000 ppm to < 100 ppm & produces usable byproduct elemental sulfur which can be used locally as a component of high grade fertilizer | 4.8 | 1.72 | Rochelle Municipal Utilities | William Charles Energy, LLC | 0.2169 | 0.0191
1003697 | 1874 | Roxana LF | IL | Edwardsville | Madison | Private | Republic Services, Inc. | 3252000 | 2003 | Yes | 5.31 | 3.58 | 166922-0 | Operational | Project #1 | 1997-01-01 | Reciprocating Engine | Electricity |  | 2.7 | 1.73 | Commonwealth Edison Company (ComEd) | Biogas Energy Solutions, LLC | 0.122 | 0.0108
1002493 | 491 | Settler's Hill Recycling & Disposal Facility | IL | Batavia | Kane | Public | Kane County Department of Environmental Management | 13000000 | 2004 | Yes | 4.06 |  | 556-0 | Operational | Project #1 | 1988-01-01 | Gas Turbine | Electricity | (2) Solar Centaurs | 6.6 | 3.6 | City of Geneva Municipal Utility | WM Illinois Renewable Energy, LLC | 0.2982 | 0.0263
1007702 | 529 | South Barrington Landfill | IL | South Barrington | Cook | Private | Republic Services, Inc. | 1000000 |  | Yes | 0.912 |  | 596-0 | Operational | Project #1 | 1997-01-01 | Reciprocating Engine | Electricity |  | 1.6 | 0.6 | Commonwealth Edison Company (ComEd) |  | 0.0723 | 0.0064
1004806 | 498 | Streator Area LF No. 3 | IL | Streator | Livingston | Private | Republic Services, Inc. | 2500000 | 2001 | Yes | 0.477 | 0 | 563-0 | Operational | Project #1 | 2000-01-01 | Reciprocating Engine | Electricity |  | 1 |  |  | Biogas Energy Solutions, LLC | 0.0452 | 0.004
1006204 | 518 | Tazewell RDF | IL | East Peoria | Tazewell | Private | Waste Management, Inc. | 4049900 | 2003 | Yes | 1.44 |  | 583-0 | Operational | Project #1 | 1989-01-01 | Reciprocating Engine | Electricity | (2) 800-kW Caterpillar 3516s | 1.6 |  | Ameren Energy Marketing | WM Illinois Renewable Energy, LLC | 0.0723 | 0.0064
1003696 | 511 | Upper Rock Island County LF | IL | East Moline | Rock Island | Private | Republic Services, Inc. | 2052000 | 1998 | Yes | 1.75 |  | 576-0 | Operational | Project #1 | 2000-01-01 | Reciprocating Engine | Electricity |  | 2.7 |  |  | Biogas Energy Solutions, LLC | 0.122 | 0.0108
1003742 | 1859 | Westchester Landfill | IL | Westchester | Cook | Private | Archdiocese of Chicago | 7000000 |  | Yes | 1.45 |  | 166905-0 | Operational | Project #1 | 2004-10-01 | Reciprocating Engine | Electricity | (2) 1.75 MW Jenbacher engines | 3.325 |  | Commonwealth Edison Company (ComEd) | Sexton Energy LLC | 0.1502 | 0.0133
1006335 | 492 | Woodland RDF | IL | South Elgin | Kane | Private | Waste Management, Inc. | 7800000 |  | Yes | 2.34 |  | 557-0 | Operational | Project #1 | 1992-01-01 | Reciprocating Engine | Electricity | (2) 800-kW Caterpillar 3516s | 1.6 |  | Commonwealth Edison Company (ComEd) |  | 0.0723 | 0.0064
1001639 | 532 | Blackfoot Landfill | IN | Winslow | Pike | Private | Advanced Disposal Services | 5414835 | 2009 | Yes | 1 | 0 | 599-0 | Operational | Project #1 | 2009-01-01 | Reciprocating Engine | Electricity | (2) Caterpillar G3520s | 3.2 | 1 | Vectren Energy Delivery | Energy Systems Group, LLC | 0.1446 | 0.0128
1004759 | 535 | Clark-Floyd LF | IN | Borden | Clark | Public | Clark County, IN; Floyd County, IN | 4033944 |  | Yes |  |  | 602-0 | Operational | Project #1 | 2007-09-10 | Reciprocating Engine | Electricity | (2) JGC 320 GE Jenbacher engines rated at 1,060 kW each | 2.14 | 1.152 | Hoosier Energy REC, Inc. | Hoosier Energy REC, Inc. | 0.0967 | 0.0085
1007024 | 536 | County Line LF | IN | Argos | Fulton | Private | Republic Services, Inc. | 2628000 | 2001 | Yes | 4.98 |  | 603-0 | Operational | Project #1 | 2014-12-10 | Reciprocating Engine | Electricity | (4) engines | 6 |  |  | Aria Energy; Republic Services, Inc. | 0.2711 | 0.0239
1004600 | 550 | Deercroft RDF | IN | Michigan City | LaPorte | Private | Waste Management, Inc. | 10576500 |  | Yes | 2.01 |  | 617-0 | Operational | Project #1 | 1997-01-01 | Reciprocating Engine | Electricity | (4) Caterpillar 3516 engines @ ~280 cfm each | 3.2 | 1.61 | Wabash Valley Power Association | Wabash Valley Power Association | 0.1446 | 0.0128
1007588 | 540 | Earthmovers LF | IN | Elkhart | Elkhart | Private | Waste Management, Inc. | 4091598 |  | Yes | 2.86 |  | 181039-0 | Operational | Project #2 | 2010-10-01 | Reciprocating Engine | Electricity | (6) Caterpillar 3516 engines; 5 engines to start | 4 |  | Wabash Valley Power Association | Wabash Valley Power Association | 0.1807 | 0.0159
1007671 | 547 | Jay County LF | IN | Portland | Jay | Private | Waste Management, Inc. | 1770714 |  | Yes | 1.14 |  | 614-1 | Operational | Project #1, De-Expansion #1 | 2009-01-01 | Reciprocating Engine | Electricity | (3) Caterpillar 3516 engines @ ~280 cfm each | 2.4 | 1.1 | Wabash Valley Power Association | Wabash Valley Power Association | 0.1084 | 0.0096
1007812 | 1938 | Liberty Landfill | IN | Monticello | White | Private | Waste Management, Inc. | 6022000 | 2005 | Yes | 4.92 |  | 180757-1 | Operational | Project #2, Expansion #1 | 2010-01-22 | Reciprocating Engine | Electricity | (4) Caterpillar 3516 engines @ ~280 cfm each | 3.2 | 1.665 | Wabash Valley Power Association | Wabash Valley Power Association | 0.1446 | 0.0128
1004021 | 553 | Munster LF | IN | Munster | Lake | Public | Town of Munster, IN | 2040688 | 2004 | Yes | 0.706 |  | 181090-0 | Operational | Project #2 | 2012-12-16 | Reciprocating Engine | Electricity | GE-Jenbacher engine | 1.1 | 0.55 | Northern Indiana Public Service Company (NIPSCO) | Energy Systems Group, LLC | 0.0497 | 0.0044
1007520 | 554 | National Serv-All LF | IN | Fort Wayne | Allen | Private | Republic Services, Inc. | 9115011 | 1999 | Yes | 6.87 |  | 200548-0 | Operational | Project #4 | 2014-05-29 | Reciprocating Engine | Electricity | 9-mile, 12-inch diameter pipeline delivers LFG to (4) CAT 3520 engines, provides 28% of plant's electricity | 6.4 |  | General Motors Company |  | 0.2892 | 0.0255
1007581 | 556 | Oak Ridge RDF | IN | Logansport | Cass | Private | Waste Management, Inc. | 3930000 | 2001 | Yes | 1.674 |  | 625-0 | Operational | Project #1 | 2003-12-01 | Reciprocating Engine | Electricity | 4 Caterpillar 3516 engines @ ~280 cfm each | 3.2 | 1.61 | Wabash Valley Power Association | Wabash Valley Power Association | 0.1446 | 0.0128
1007833 | 559 | Prairie View RDF | IN | Bremen | St. Joseph | Private | Waste Management, Inc. | 5425098 |  | Yes | 4.26 |  | 628-0 | Operational | Project #1 | 1994-09-01 | Reciprocating Engine | Electricity | (4) Caterpillar 3516 engines @ ~280 cfm each | 3.2 | 1.505 | Wabash Valley Power Association | Wabash Valley Power Association | 0.1446 | 0.0128
1005271 | 682 | Rumpke/Pendleton County LF | KY | Butler | Pendleton | Private | Rumpke | 3652667 | 2007 | Yes | 1.59 |  | 752-0 | Operational | Project #1 | 2007-02-01 | Reciprocating Engine | Electricity | (4) Caterpillar G3516s | 3.2 | 1.521 | East Kentucky Power Cooperative (EKPC) | East Kentucky Power Cooperative (EKPC) | 0.1446 | 0.0128
| 794 | Attleboro Landfill, Incorporated | MA | Attleboro | Bristol | Private | Attleboro Landfill, Incorporated | 1000000 |  | Yes | 0.72 | 0 | 864-0 | Operational | Project #1 | 1999-01-01 | Reciprocating Engine | Electricity | (2) 750-kW Caterpillar engines | 1.6 | 0.72 |  | Highland Power Co. | 0.0723 | 0.0064
1007669 | 775 | Chicopee Landfill (WMI) | MA | Chicopee | Hampden | Private | Waste Management, Inc. | 6903078 | 2009 | Yes | 4.68 |  | 845-0 | Operational | Project #1 | 2004-02-21 | Reciprocating Engine | Electricity | (3) GE Jenbacher 1.9-MW IC engines | 5.7 | 3.02 | Chicopee Electric Light | Ameresco, Inc. | 0.2575 | 0.0227
1005039 | 788 | Crapo Hill LF | MA | New Bedford | Bristol | Public | Greater New Bedford Regional Refuse Management District | 1807000 | 2013 | Yes | 1.656 | 0 | 858-0 | Operational | Project #1 | 2005-11-01 | Reciprocating Engine | Electricity | (4) Caterpillar 3516 reciprocating internal combustion engines | 3.2 | 1.656 | CommonWealth New Bedford Energy LLC | CommonWealth Resource Management Corporation | 0.1446 | 0.0128
1007547 | 778 | Fall River Landfill | MA | Fall River | Bristol | Private | Republic Services, Inc. | 5400200 |  | Yes | 3.82 |  | 180127-0 | Operational | Project #2 | 2000-01-01 | Gas Turbine | Electricity | 1 Solar gas turbine, rated at 5,244 kW | 5.244 |  | Taunton Municipal Lighting Plant |  | 0.2369 | 0.0209
1007894 | 1464 | Austin Community RDF | TX | Austin | Travis | Private | Waste Management, Inc. | 13228353 | 2009 | Yes | 3.28 |  | 180432-0 | Operational | Project #2 | 2007-09-01 | Reciprocating Engine | Electricity | (4) Caterpillar 3520 engines | 6.4 | 3.17 | Dell Inc. | WM Renewable Energy, LLC | 0.2892 | 0.0255
1007684 | 1822 | Baytown Landfill | TX | Baytown | Chambers | Private | Waste Management, Inc. | 6290000 | 2003 | Yes | 2.4 | 0.67 | 101885-0 | Operational | Project #1 | 2003-01-24 | Reciprocating Engine | Electricity | 4 Jenbacher 320 engines, 968 kW each | 3.9 | 1.73 | Reliant Energy |  | 0.1762 | 0.0155
1003806 | 1520 | Blue Bonnet LF | TX | Houston | Harris | Private | Waste Management, Inc. | 2526000 |  | Yes | 0.592 |  | 1597-0 | Operational | Project #1 | 2003-03-01 | Reciprocating Engine | Electricity | (2) Jenbacher 320 engines, 968 kW each | 1.936 | 0.928 | Reliant Energy |  | 0.0875 | 0.0077
1007780 | 1480 | Camelot Landfill | TX | Lewisville | Denton | Public | City of Farmers Branch, TX | 7458794 | 2008 | Yes | 1.96 |  | 1557-0 | Operational | Project #1 | 2011-02-01 | Reciprocating Engine | Electricity |  | 3.2 |  | CoServ Electric | WM Renewable Energy, LLC | 0.1446 | 0.0128
1007575 | 1460 | City of Conroe LF | TX | Conroe | Montgomery | Public | City of Conroe | 3146000 |  | Yes | 0.552 |  | 1536-0 | Operational | Project #1 | 2003-03-01 | Reciprocating Engine | Electricity | 3 Jenbacher 320 engines, 968 kW each | 2.9 |  | Reliant Energy |  | 0.131 | 0.0116
1000372 | 1805 | City of Denton Landfill | TX | Denton | Denton | Public | City of Denton, TX | 4900000 | 2010 | Yes | 0.771 | 0.121 | 180836-0 | Operational | Project #2 | 2008-12-17 | Reciprocating Engine | Electricity | (1) Caterpillar 3520 engine | 1.6 | 0.65 | Denton Municipal Electric | DTE Biomass Energy | 0.0723 | 0.0064
1003646 | 1808 | Coastal Plains RDF | TX | Santa Fe | Galveston | Private | Waste Management, Inc. | 11738042 | 2009 | Yes | 4.19 |  | 101867-0 | Operational | Project #1 | 2003-01-10 | Reciprocating Engine | Electricity | 5 Jenbacher 616 engines, 1.667 MW each | 6.67 |  | Reliant Energy |  | 0.3014 | 0.0266
1003439 | 1509 | Covel Gardens RDF | TX | San Antonio | Bexar | Private | Waste Management, Inc. | 12007000 | 2004 | Yes | 6.04 |  | 1586-0 | Operational | Project #1 | 2005-12-20 | Reciprocating Engine | Electricity | (6) 1.6-MW Caterpiller 3520C reciprocating engines | 9.6 |  | CPS Energy | Energy Developments, Inc | 0.4337 | 0.0383
1005834 | 1461 | DFW Recycling & Disposal Facility | TX | Lewisville | Denton | Private | Waste Management, Inc. | 20817174 | 2009 | Yes | 7.2 |  | 1537-0 | Operational | Project #1 | 1988-01-01 | Gas Turbine | Electricity | 2 Centaur units installed, one in 1987 and one in 1995 | 3.2 |  | Electric Reliability Council of Texas [ERCOT] |  | 0.1446 | 0.0128
1004561 | 2415 | Fort Worth Regional LF | TX | Haltom City | Tarrant | Private | Republic Services, Inc. |  |  | Yes | 0.846 | 0.126 | 180776-0 | Operational | Project #1 | 2006-12-27 | Reciprocating Engine | Electricity | 1 Caterpillar engine | 1.6 | 0.72 |  |  | 0.0723 | 0.0064
1006291 | 1470 | McKinney Landfill | TX | McKinney | Collin | Public | North Texas Municipal Water District | 3957000 | 2003 | Yes | 1.29 |  | 1547-0 | Operational | Project #1 | 2011-05-27 | Reciprocating Engine | Electricity | Caterpillar engines | 3.2 |  | Raytheon Network Centric Systems | Montauk Energy Capital | 0.1446 | 0.0128
1007893 | 1807 | Mesquite Creek LF | TX | New Braunfels | Comal | Private | Waste Management, Inc. | 3817620 | 2004 | Yes | 1.64 |  | 101866-0 | Operational | Project #1 | 2010-12-31 | Reciprocating Engine | Electricity | (2) 1600-kW Caterpillar 3520s | 3.1 |  | New Braunfels Municipal Utility | WM Renewable Energy, LLC | 0.1401 | 0.0124
1007895 | 1505 | Security Recycling and Disposal LF | TX | Cleveland | Montgomery | Private | Waste Management, Inc. | 4014800 | 2003 | Yes | 3.42 |  | 1582-0 | Operational | Project #1 | 2003-05-01 | Reciprocating Engine | Electricity | 3 Jenbacher 616 engines, 1.667 MW each | 5 |  | Reliant Energy |  | 0.2259 | 0.0199
1007852 | 1456 | Skyline LF | TX | Ferris | Ellis | Private | Waste Management, Inc. | 8191000 | 2003 | Yes | 5.18 |  | 1532-0 | Operational | Project #1 | 2007-06-13 | Reciprocating Engine | Electricity | (4) Caterpillar 3520 engines | 6.4 | 3.4 | Electric Reliability Council of Texas [ERCOT] | WM Renewable Energy, LLC | 0.2892 | 0.0255
1006747 | 1489 | Sunset Farms Landfill | TX | Austin | Travis | Private | Republic Services, Inc. | 9600000 | 2002 | Yes | 4.51 | 2.42 | 1566-0 | Operational | Combination Project | 1996-12-01 | Reciprocating Engine | Electricity | Waukesha 7042 GLD prime mover, Kato generator, 1498 HP/1200 rpm, V12 / twin turbo w/ intercooler, lean burn technology | 3 | 2.09 | Austin Energy |  | 0.1355 | 0.012
1002471 | 1820 | Tessman Road Landfill | TX | San Antonio | Bexar | Private | Republic Services, Inc. | 11300000 | 2003 | Yes |  |  | 101883-1 | Operational | Project #1, Expansion #1 | 2003-05-01 | Reciprocating Engine | Electricity | 2 more engines added | 2.7 | 1.45 | Austin Energy | Energy Developments, Inc | 0.122 | 0.0108
1004646 | 1801 | Trinity Oaks Landfill | TX | Dallas | Dallas | Private | Republic Services, Inc. | 6838600 |  | Yes | 1.38 |  | 101857-0 | Operational | Project #1 | 2009-02-24 | Reciprocating Engine | Electricity |  | 3.2 |  | Southern Methodist University | Fortistar Methane Group | 0.1446 | 0.0128
1007840 | 1519 | Westside RDF | TX | Aledo | Tarrant | Private | Waste Management, Inc. | 9955600 | 2004 | Yes | 1.98 |  | 1596-0 | Operational | Project #1 | 2010-03-15 | Reciprocating Engine | Electricity | (3) 1,600-kW Caterpillar 3520s | 4.8 |  | Electric Reliability Council of Texas [ERCOT] | WM Renewable Energy, LLC | 0.2169 | 0.0191
1007282 | 1541 | Davis County Landfill | UT | Layton | Davis | Private | Wasatch Integrated Waste Management District | 4309000 | 2008 | Yes | 1.39 |  | 1618-0 | Operational | Project #1 | 2005-01-13 | Reciprocating Engine | Electricity | 3,000 foot pipeline to AFB property line, then ~6,000 feet more to 2 Caterpillar low-Btu-configured engine generator sets | 1.2 | 0.9 | Hill Air Force Base | Ameresco, Inc. | 0.0542 | 0.0048
1003471 | 1542 | Salt Lake Valley LF | UT | Salt Lake City | Salt Lake | Public | Salt Lake Valley Solid Waste Management Council | 11000000 | 2002 | Yes | 2.02 |  | 1619-0 | Operational | Project #1 | 2006-06-30 | Reciprocating Engine | Electricity | (2) 800 kW engines and (1) 1.6 MW engine | 3.2 | 1.4 | Murray City Power | Aria Energy; DTE Biomass Energy | 0.1446 | 0.0128
1003864 | 1543 | Trans-Jordan LF | UT | South Jordan | Salt Lake | Public | Trans-Jordan Cities, UT | 8200000 | 2011 | Yes | 2.477 | 0 | 1620-0 | Operational | Project #1 | 2009-04-01 | Reciprocating Engine | Electricity | (3) Caterpillar 3520s | 4.8 | 2.477 | Murray City Power | Granger Energy | 0.2169 | 0.0191
1011009 | 1567 | Weber County LF | UT | Ogden | Weber | Public | Weber County, UT | 3500000 |  | Yes |  |  | 1644-0 | Operational | Project #1 | 2005-01-01 | Reciprocating Engine | Electricity | Jenbacher JGS 320, rated at 1,030 kW | 1 | 0.662 | Rocky Mountain Power, Inc. | Cooler Skies Company | 0.0452 | 0.004
1007689 | 1584 | Bethel LF | VA | Hampton | Hampton city | Private | Waste Management, Inc. | 7839446 | 2009 | Yes | 3.6 | 1 | 180857-0 | Operational | Project #2 | 2008-04-18 | Reciprocating Engine | Electricity | (6) Caterpillar 3516 engines | 4.8 | 2.6 | PJM Interconnection, LLC | WM Renewable Energy, LLC | 0.2169 | 0.0191
1007680 | 2333 | Brunswick Waste Management Facility | VA | Lawrenceville | Brunswick | Private | Republic Services, Inc. | 7500000 | 2003 | Yes | 3.99 | 0.745 | 180429-0 | Operational | Project #1 | 2007-12-06 | Reciprocating Engine | Electricity | Detroit Diesel engines, installing 11 MW capacity (8 MW total capacity now) | 5.83 | 3.24 | PJM Interconnection, LLC | INGENCO | 0.2634 | 0.0232
1007583 | 1575 | Charles City County SLF | VA | Charles City | Charles City | Private | Waste Management, Inc. | 13562596 | 2009 | Yes | 4.03 |  | 180276-0 | Operational | Project #2 | 2004-03-01 | Reciprocating Engine | Electricity |  | 3 |  | PJM Interconnection, LLC | INGENCO | 0.1355 | 0.012
1007443 | 2060 | Corral Farm Landfill | VA | Warrenton | Fauquier | Public | Fauquier County, VA | 1240495 | 2005 | Yes | 0.648 | 0 | 180102-0 | Operational | Project #1 | 2004-05-01 | Reciprocating Engine | Electricity | (2) Waukesha VHP5904LTD gensets, 1 MW each | 1.5 | 0.648 | Dominion Virginia Power | Fauquier Landfill Gas, LLC | 0.0678 | 0.006
| 1582 | Frederick County - Winchester SLF | VA | Winchester | Frederick | Public | City of Winchester, VA; County of Frederick, VA | 1470160 | 1993 | Yes | 0.144 |  | 181061-0 | Operational | Combination Project - Project #2 | 2010-11-04 | Reciprocating Engine | Electricity | (2) GE Jenbacher J320 engines | 2.1 | 0.9865 | PJM Interconnection, LLC | County of Frederick, VA | 0.0949 | 0.0084
1004247 | 1583 | Frederick County SLF | VA | Winchester | Frederick | Public | County of Frederick, VA | 3664945 | 2010 | Yes | 0.864 |  | 181061-0 | Operational | Combination Project - Project #2 | 2010-11-04 | Reciprocating Engine | Electricity | (2) GE Jenbacher J320 engines | 2.1 | 0.9865 | PJM Interconnection, LLC | County of Frederick, VA | 0.0949 | 0.0084
1002110 | 1580 | I-95 Landfill | VA | Lorton | Fairfax | Public | County of Fairfax, VA | 20229000 |  | Yes | 3.43 |  | 1657-0 | Operational | Project #1 | 1991-01-01 | Reciprocating Engine | Electricity | LFG is compressed and conditioned to remove moisture, trap foreign matter, and cool it to fuel four Caterpillar 3516 engines | 3.2 | 1.656 | Dominion Virginia Power | Aria Energy | 0.1446 | 0.0128
1006300 | 2444 | King and Queen Landfill | VA | Little Plymouth | King and Queen | Public | King and Queen County, VA |  |  | Yes | 6.09 |  | 180812-0 | Operational | Project #1 | 2007-12-07 | Reciprocating Engine | Electricity | Detroit Diesel engines | 5.96 | 3.312 | PJM Interconnection, LLC | INGENCO | 0.2693 | 0.0238
1007674 | 2071 | King George Landfill Inc. | VA | King George | King George | Public | King George County, VA | 11400000 | 2010 | Yes | 10.08 |  | 180122-0 | Operational | Project #1 | 2010-05-01 | Gas Turbine | Electricity | (3) Solar Centaur gas turbines | 9.3 |  | PJM Interconnection, LLC | WM Renewable Energy, LLC | 0.4202 | 0.0371
1007610 | 1571 | Maplewood Recycling & Waste Disposal | VA | Jetersville | Amelia | Private | Waste Management, Inc. | 3800000 | 2002 | Yes | 3.23 |  | 1648-0 | Operational | Project #1 | 2002-01-01 | Reciprocating Engine | Electricity | 36 engines burn a blend of 70% LFG and 30% diesel, each producing 350 kW, peaking plant is expandable to 48 engines | 4.2 |  | PJM Interconnection, LLC | INGENCO | 0.1898 | 0.0167
1004565 | 1588 | Martinsville SLF | VA | Martinsville | Henry | Public | City of Martinsville, VA | 1740000 |  | Yes | 0.345 |  | 1667-0 | Operational | Project #1 | 2012-02-29 | Reciprocating Engine | Electricity | GE Jenbacher engine | 1.06 |  | City of Martinsville, VA | Dominion Energy, Inc. | 0.0479 | 0.0042
1005096 | 2132 | Mid-County Landfill | VA | Christiansburg | Montgomery | Public | Montgomery Regional Solid Waste Authority, VA | 1300000 | 2000 | Yes | 0.21 | 0.05 | 180196-0 | Operational | Project #1 | 2010-11-11 | Reciprocating Engine | Electricity | Waukesha F18GLD spark-ignition prime mover & 265 kW generator plus 75 kW generator, minimal LFG pre-treatment (2 particulate removal filtration unit operations and one after-cooler) | 0.25 | 0.16 | Appalachian Power Company (APCo) | Green kW Energy, Inc. | 0.0113 | 0.001
1007635 | 2072 | Middle Peninsula Landfill | VA | Saluda | Gloucester | Private | Waste Management, Inc. | 1500000 | 2001 | Yes | 3.05 |  | 180123-0 | Operational | Project #1 | 2009-09-01 | Reciprocating Engine | Electricity | (8) Caterpillar 3516s | 6.4 |  | PJM Interconnection, LLC | WM Renewable Energy, LLC | 0.2892 | 0.0255
1007662 | 2133 | New River Solid Waste Management Facility | VA | Dublin | Pulaski | Public | New River Resource Authority (NRRA) | 1305343 | 2008 | Yes | 0.969 | 0.969 | 180197-0 | Operational | Project #1 | 2015-01-31 | Reciprocating Engine | Electricity | Detroit Diesel engines co-fired with #2 fuel oil (about 5%) | 2 |  | PJM Interconnection, LLC | INGENCO | 0.0904 | 0.008
1006252 | 2075 | Old Dominion LF | VA | Richmond | Henrico | Private | Republic Services, Inc. |  |  | Yes | 4.15 | 0.646 | 180130-0 | Operational | Project #1 | 2012-01-04 | Reciprocating Engine | Electricity | (4) Caterpillar low-emission G3520 engines | 6.4 | 3.5 | Old Dominion Electric Cooperative | Fortistar Methane Group | 0.2892 | 0.0255
1007753 | 787 | Fitchburg-Westminster LF | MA | Westminster | Worcester | Private | Waste Management, Inc. | 4254300 |  | Yes |  |  | 180847-0 | Operational | Project #2 | 2007-08-01 | Reciprocating Engine | Electricity | (2) Caterpillar 3520 engines at 472 cfm per engine | 3.2 | 1.36 | New England Power Pool (NEPOOL) | WM Renewable Energy, LLC | 0.1446 | 0.0128
1007685 | 779 | Granby SLF | MA | Granby | Hampshire | Private | Waste Management, Inc. | 2995829 |  | Yes | 1.99 |  | 849-0 | Operational | Project #1 | 2001-10-15 | Reciprocating Engine | Electricity | 4 engines originally (415 kW and 260 cfm each) | 1.66 |  | Constellation | Industrial Power Services Corporation | 0.075 | 0.0066
1005213 | 10660 | Haverhill Landfill | MA | Haverhill | Essex | Private | Covanta Energy |  |  | Yes | 0.72 |  | 180922-0 | Operational | Project #1 | 2008-01-01 | Reciprocating Engine | Electricity |  | 1.6 |  |  | Covanta Energy | 0.0723 | 0.0064
| 801 | Lowell LF | MA | Lowell | Middlesex | Public | City of Lowell, MA | 1335800 |  | Yes | 0.2 | 0 | 871-1 | Operational | Project #1, De-Expansion #1 | 2003-01-01 | Reciprocating Engine | Electricity | (1) Caterpillar 3516 | 0.8 | 0.2 | ISO - New England | American Gas Co.; Hudson Bank | 0.0361 | 0.0032
1003587 | 773 | Martone Landfill | MA | Barre | Worcester | Private | Waste Management, Inc. | 1671070 |  | Yes | 0.826 |  | 843-0 | Operational | Project #1 | 1995-01-01 | Reciprocating Engine | Electricity |  | 1 |  | ISO - New England | Biogas Energy Solutions, LLC | 0.0452 | 0.004
1002593 | 1835 | Northampton Landfill | MA | Northampton | Hampshire | Public | City of Northampton, DPW, MA | 2900000 | 2013 | Yes | 0.79 | 0.286 | 166408-0 | Operational | Project #1 | 2008-03-13 | Reciprocating Engine | Electricity | (1) Caterpillar engine | 0.8 | 0.504 | National Grid Electric | Ameresco, Inc.; City of Northampton, DPW, MA | 0.0361 | 0.0032
1004557 | 785 | Plainville LF | MA | Plainville | Norfolk | Private | Republic Services, Inc. | 7095200 |  | Yes | 1.49 |  | 180226-4 | Operational | Project #1, De-Expansion #4 | 2014-01-01 | Reciprocating Engine | Electricity | (3) Caterpillar G3516 LE engines | 2.1 | 1.15 | Plainville Generating Company | DTE Biomass Energy | 0.0949 | 0.0084
| 10641 | Quarry Hills Soils LF | MA | Quincy | Norfolk | Private | Quarry Hills Associates Inc. |  |  | Yes |  |  | 180921-0 | Operational | Project #1 | 2009-03-30 | Reciprocating Engine | Electricity | Guascor Engine Model SFGLD | 0.6 |  | Harvard University | Quarry Energy Corp. | 0.0271 | 0.0024
1005254 | 10100 | Southbridge Recycling & Disposal Park | MA | Southbridge | Worcester | Public | Town of Southbridge, MA | 3100000 | 2011 | Yes | 1.59 |  | 180834-0 | Operational | Project #1 | 2012-01-03 | Reciprocating Engine | Electricity | (1) CAT 3520 engine powering flare and maintenance shop initially; SulfaTreat system removes H2S | 1.6 |  | National Grid Electric | Casella Waste Systems, Inc. | 0.0723 | 0.0064
1003532 | 786 | Taunton SLF | MA | Taunton | Bristol | Private | Waste Management, Inc. | 1611694 |  | Yes | 1.51 |  | 856-0 | Operational | Project #1 | 1997-01-01 | Reciprocating Engine | Electricity |  | 1.9 | 1 | Taunton Municipal Lighting Plant |  | 0.0858 | 0.0076
1003393 | 10780 | West Street Landfill | MA | Gardner | Worcester | Public | City of Gardner, MA | 2780000 | 2005 | Yes | 0.265 | 0 | 180930-0 | Operational | Project #1 | 2010-03-01 | Reciprocating Engine | Electricity | (2) Caterpillar engines (0.81 MW capacity each) installed but only one runs at a time | 0.5 |  | Templeton Municipal Lighting Plant | Seaman Energy LLC | 0.0226 | 0.002
| 2197 | Westfield Landfill | MA | Westfield | Hampden | Public | City of Westfield |  |  | Yes |  |  | 180280-0 | Operational | Project #1 | 2004-06-11 | Reciprocating Engine | Electricity | one engine | 0.24 |  | Westfield Gas & Electric | City of Westfield | 0.0108 | 0.001
1007291 | 734 | Alpha Ridge SLF | MD | Marriottsville | Howard | Public | Howard County, MD | 2276586 | 2009 | Yes | 0.86 | 0.39 | 804-0 | Operational | Project #1 | 2012-09-21 | Reciprocating Engine | Electricity | GE-Jenbacher generator; Plant provides power for the LFG energy system itself, the GCCS and flare station, a new electric vehicle charging station; the remainder goes to the grid | 1.059 | 0.47 | Howard County, MD; PJM Interconnection, LLC | Pepco Energy Services, Inc. | 0.0478 | 0.0042
1002655 | 741 | Brown Station Road Sanitary Landfill | MD | Upper Marlboro | Prince George's | Public | Prince George's County, MD | 6964110 | 2009 | Yes | 4.81 | 0.396 | 166975-0 | Operational | Project #2 | 1987-04-20 | Reciprocating Engine | Electricity | LFG fuels (3) 850-kW Waukesha engines at County Correctional Center | 2.55 | 1.33 | PJM Interconnection, LLC; Prince George's County Correctional Center | Prince George's County, MD | 0.1152 | 0.0102
1005295 | 738 | Central SLF | MD | Newark | Worcester | Public | Worcester County, MD | 1244656 | 2009 | Yes |  |  | 808-0 | Operational | Project #1 | 2008-06-01 | Reciprocating Engine | Electricity | (2) Waukesha engine generators, each designed to use 350 cfm of LFG and generate 1 MW | 2 | 1 | Old Dominion Electric Cooperative | Curtis Engine & Equipment, Inc.; Worcester County, MD | 0.0904 | 0.008
1004330 | 745 | Eastern Sanitary Landfill Solid Waste Management Facility (ESL) | MD | White Marsh | Baltimore | Public | Baltimore County, MD | 5213000 | 2009 | Yes | 1.7 |  | 815-0 | Operational | Project #1 | 2006-09-01 | Reciprocating Engine | Electricity | (3) engines | 3 | 1.7 | Pepco Energy Services, Inc. | Pepco Energy Services, Inc. | 0.1355 | 0.012
1003432 | 748 | Gude LF | MD | Rockville | Montgomery | Public | Montgomery County, MD | 4800000 |  | Yes | 1.03 | 0.53 | 180877-0 | Operational | Project #2 | 2009-07-13 | Reciprocating Engine | Electricity | 1 GE Jenbacher JGS 316 | 0.8 | 0.5 | Pepco Energy Services, Inc. | Northeast Maryland Waste Disposal Authority, MD; SCS Engineers | 0.0361 | 0.0032
1002002 | 754 | Millersville SLF | MD | Severn | Anne Arundel | Public | Anne Arundel County Bureau of Waste Management Services, MD | 2888404 | 2009 | Yes | 1.99 |  | 824-0 | Operational | Project #1 | 2012-06-27 | Reciprocating Engine | Electricity | (2) Caterpillar G3520 engines | 3.2 | 1.74 | PJM Interconnection, LLC | Northeast Maryland Waste Disposal Authority, MD | 0.1446 | 0.0128
1007029 | 756 | Newland Park SLF | MD | Salisbury | Wicomico | Public | Wicomico County, MD | 1238743 | 2009 | Yes | 1 |  | 826-0 | Operational | Project #1 | 2007-04-23 | Reciprocating Engine | Electricity | (9) 350-kW Detroit Diesel Series 60 dual-fuel (LFG & No. 2 Fuel Oil) engines, high gas fraction mode with LFG at 86-91%, facility output between 1.25 - 2 MW, 6,000 to 8,500 hours/year | 2.59 | 1.44 | PJM Interconnection, LLC | INGENCO | 0.117 | 0.0103
1003469 | 759 | Oaks SLF | MD | Laytonsville | Montgomery | Public | Montgomery County, MD | 6874060 |  | Yes | 1.31 |  | 180398-0 | Operational | Project #2 | 2009-07-13 | Reciprocating Engine | Electricity | 1 Caterpillar 3520 and 1 GE Jenbacher JGS 316 | 2.4 | 1.309 | Pepco Energy Services, Inc. | Northeast Maryland Waste Disposal Authority, MD; SCS Engineers | 0.1084 | 0.0096
1005873 | 764 | Reich's Ford Road SLF | MD | Frederick | Frederick | Public | Frederick County, MD | 3940387 | 2009 | Yes | 1.33 | 0 | 834-0 | Operational | Project #1 | 2010-05-31 | Reciprocating Engine | Electricity | (2) GE Jenbacher GS 320 engines | 2.12 | 1.23 | PJM Interconnection, LLC | Energenic-US, LLC; Frederick County, MD; Northeast Maryland Waste Disposal Authority, MD | 0.0958 | 0.0084
1007646 | 2250 | Crossroads LF | ME | Norridgewock | Somerset | Private | Waste Management, Inc. | 6804464 | 2009 | Yes | 1.44 |  | 180338-0 | Operational | Project #1 | 2009-03-06 | Reciprocating Engine | Electricity | (2) Caterpillar 3520s | 3.2 |  | New England Power Pool (NEPOOL) | WM Renewable Energy, LLC | 0.1446 | 0.0128
1005252 | 2259 | Pine Tree Landfill | ME | Hampden | Penobscot | Private | Casella Waste Systems, Inc. | 3420000 | 2005 | Yes | 1.14 |  | 180347-0 | Operational | Project #1 | 2008-02-01 | Reciprocating Engine | Electricity | (3) 1.3 MW GE Jenbacher J320 engine generators, unique hydrogen sulfide treatment system (bacteria from volcanic vents in ocean) | 3.9 |  | Bangor Hydro Electric Company | Casella Waste Systems, Inc. | 0.1762 | 0.0155
1001991 | 1902 | Adrian Landfill | MI | Adrian | Lenawee | Private | Republic Services, Inc. | 1000000 | 1998 | Yes | 1.67 |  | 166952-0 | Operational | Project #1 | 1994-12-01 | Reciprocating Engine | Electricity | three Caterpillar 3516 reciprocating engine generator sets | 2.4 | 1.3 | Consumers Energy | Aria Energy; DTE Biomass Energy | 0.1084 | 0.0096
1006178 | 1878 | Ann Arbor SLF Phase I & II | MI | Ann Arbor | Washtenaw | Public | City of Ann Arbor | 2740000 |  | Yes | 0.343 |  | 166926-1 | Operational | Project #1, De-Expansion #1 | 2009-01-01 | Reciprocating Engine | Electricity | (1) Caterpillar 3516 engine | 0.8 | 0.576 | DTE Energy | Aria Energy | 0.0361 | 0.0032
1008034 | 1879 | Arbor Hills Landfill | MI | Northville | Washtenaw | Private | Advanced Disposal Services | 40629985 | 2009 | Yes | 11 |  | 166927-1 | Operational | Project #1, Expansion #1 | 2007-01-01 | Gas Turbine | Electricity | Solar Taurus simple-cycle turbine rated at 4.3 MW | 4.3 |  | DTE Energy | Fortistar Methane Group | 0.1943 | 0.0171
1006132 | 2068 | Autumn Hills Recycling & Disposal Facility | MI | Zeeland | Ottawa | Private | Waste Management, Inc. | 3000000 | 2001 | Yes | 3.1 |  | 181048-0 | Operational | Project #2 | 2009-07-24 | Reciprocating Engine | Electricity | (1) Caterpillar 3516 engine | 0.8 |  | City of Zeeland Board of Public Works | North American Natural Resources, Inc. (NANR) | 0.0361 | 0.0032
1002489 | 1891 | Brent Run Landfill | MI | Montrose | Genesee | Private | Waste Connections Inc. - Central Region | 2000000 | 1999 | Yes | 3.02 |  | 166941-2 | Operational | Project #1, Expansion #2 | 2012-01-01 | Reciprocating Engine | Electricity | (2) CAT G3520C engines | 3.2 |  | Michigan Public Power Agency (MPPA) | Granger Energy | 0.1446 | 0.0128
1003620 | 1900 | C&C Landfill | MI | Marshall | Calhoun | Private | Republic Services, Inc. | 6876300 | 2000 | Yes | 3.8 |  | 166950-1 | Operational | Project #1, Expansion #1 | 2007-03-01 | Gas Turbine | Electricity | Solar Centaur turbine | 2.5 |  | Consumers Energy |  | 0.1129 | 0.01
1007521 | 1892 | Carleton Farms Landfill | MI | New Boston | Wayne | Private | Republic Services, Inc. | 1000000 | 2000 | Yes | 6.41 | 0.65 | 166942-0 | Operational | Project #1 | 1998-07-01 | Reciprocating Engine | Electricity | 5 Caterpillar 3516 engine generator sets originally in July 1998 (4.0 MW), then added 3 more gensets in August 1999 (2.4 MW), 2 more in 2003 (1.6 MW), and 4 more in 2005 (3.2 MW) | 4 |  | DTE Energy | Aria Energy | 0.1807 | 0.0159
1007932 | 1881 | City Sand & Landfill, Inc. | MI | Belleville | Wayne | Private | Waste Management, Inc. | 13600000 |  | Yes | 0.765 |  | 166929-1 | Operational | Project #1, De-Expansion #1 | 2008-01-01 | Reciprocating Engine | Electricity | (2) Caterpillar 3516 spark ignited turbo charged and aftercooled lean burn engine gensets | 1.6 | 0.7 | DTE Energy | Aria Energy | 0.0723 | 0.0064
1003259 | 1936 | Eagle Valley Landfill | MI | Lake Orion | Oakland | Private | Waste Management, Inc. | 5700000 | 2002 | Yes | 4.94 | 2.132 | 181067-0 | Operational | Project #2 | 2011-09-22 | Reciprocating Engine | Electricity | (2) Caterpillar 20-cylinder engines | 3.2 | 1.728 | DTE Energy |  | 0.1446 | 0.0128
1002720 | 1947 | Granger Grand River LF | MI | Grand Ledge | Clinton | Private | Granger Waste Management Corp. | 4762800 | 2004 | Yes | 2.016 | 0 | 167029-0 | Operational | Project #1 | 1991-04-10 | Reciprocating Engine | Electricity | originally (3) Caterpillar 3516 engines | 2.4 | 1.3 | Lansing Board of Water & Light | Granger Energy | 0.1084 | 0.0096
1006737 | 1890 | Granger Wood Road Landfill | MI | Lansing | Clinton | Private | Granger Waste Management Corp. | 5502516 | 2007 | Yes | 4.02 |  | 166939-0 | Operational | Project #2 | 1993-01-22 | Reciprocating Engine | Electricity | (2) Caterpillar 3516 engines | 1.6 | 0.864 | Lansing Board of Water & Light | Granger Energy | 0.0723 | 0.0064
1003464 | 2237 | Kent County- South Kent LF | MI | Byron Center | Kent | Public | Kent County Department of Public Works, MI | 3500000 | 2006 | Yes | 1.512 |  | 180325-0 | Operational | Project #1 | 2009-03-23 | Reciprocating Engine | Electricity | (2) Caterpillar 3520Cs | 3.2 | 1.296 | Consumers Energy | Granger Energy | 0.1446 | 0.0128
1004310 | 1901 | Lyon Development LF | MI | New Hudson | Oakland | Private | Republic Services, Inc. | 1000000 |  | Yes | 1.5 |  | 166951-1 | Operational | Project #1, De-Expansion #1 | 2010-01-01 | Reciprocating Engine | Electricity |  | 3 |  | DTE Energy |  | 0.1355 | 0.012
1007729 | 2240 | Northern Oaks Recycling & Disposal Facility | MI | Harrison | Clare | Private | Waste Management, Inc. | 1260000 | 2002 | Yes | 1.56 |  | 181047-0 | Operational | Project #2 | 2010-12-01 | Reciprocating Engine | Electricity | (1) 1600-kW Caterpillar 3520 | 1.6 |  | Consumers Energy | WM Renewable Energy, LLC | 0.0723 | 0.0064
1002684 | 2241 | Orchard Hill SLF | MI | Watervliet | Berrien | Private | Landfill Management Co. | 3500000 | 2008 | Yes | 1.44 |  | 200449-0 | Operational | Project #2 | 2013-02-01 | Reciprocating Engine | Electricity | (2) CAT 3520, 20-cylinder engines | 3.2 | 1.872 | Michigan Public Power Agency (MPPA) | Granger Energy | 0.1446 | 0.0128
1007027 | 1883 | Ottawa County Farms Landfill | MI | Coopersville | Ottawa | Private | Republic Services, Inc. | 9000000 | 1998 | Yes | 3.46 | 0.68 | 166932-2 | Operational | Project #1, De-Expansion #1 | 2014-01-01 | Reciprocating Engine | Electricity | (5) CAT 3516 engines | 4 | 2.16 | Consumers Energy | Granger Energy | 0.1807 | 0.0159
1003133 | 1884 | People's Landfill, Inc. | MI | Birch Run | Saginaw | Private | Waste Management, Inc. | 3100000 | 2004 | Yes | 2.11 |  | 166933-2 | Operational | Combination Project, Expansion #2 | 2009-01-28 | Reciprocating Engine | Electricity | (1) Caterpillar 3520 engine | 1.6 |  | Consumers Energy | North American Natural Resources, Inc. (NANR) | 0.0723 | 0.0064
1007745 | 1893 | Pine Tree Acres LF Inc. | MI | New Haven | Macomb | Private | Waste Management, Inc. | 25852909 | 2009 | Yes | 14 |  | 166943-0 | Operational | Project #1 | 2001-07-24 | Reciprocating Engine | Electricity | (5) Caterpillar 3516 engines | 4 | 2 | DTE Energy | Aria Energy | 0.1807 | 0.0159
1003601 | 1885 | Riverview Land Preserve | MI | Riverview | Wayne | Public | City of Riverview, MI | 21523745 | 2008 | Yes | 6.12 | 1.08 | 166934-0 | Operational | Project #1 | 1987-01-01 | Gas Turbine | Electricity | (2) Solar T-4500 gas turbines | 6.6 | 4.9 | DTE Energy | Aria Energy; DTE Biomass Energy | 0.2982 | 0.0263
1004497 | 2195 | Smiths Creek Landfill | MI | Smiths Creek | St. Clair | Public | St. Clair County, MI | 3580000 | 2006 | Yes | 1.9 |  | 180274-0 | Operational | Project #1 | 2011-12-08 | Reciprocating Engine | Electricity |  | 3.2 | 1.9 | DTE Energy | DTE Biomass Energy | 0.1446 | 0.0128
1004025 | 1992 | Southeast Berrien County Landfill | MI | Buchanan | Berrien | Public | Southeast Berrien County Landfill Authority | 2794000 | 2001 | Yes | 1.98 |  | 167077-0 | Operational | Project #1 | 2009-06-01 | Reciprocating Engine | Electricity | (3) Caterpillar 3520s | 4.8 |  | Holland Board of Public Works | North American Natural Resources, Inc. (NANR) | 0.2169 | 0.0191
| 1887 | Tay Mouth Landfill | MI | Birch Run | Saginaw | Private | Republic Services, Inc. | 1000000 |  | Yes | 0.4 |  | 166933-0 | Operational | Combination Project | 1995-01-01 | Reciprocating Engine | Electricity | (1) Caterpillar 3516 engine | 1.6 |  | Consumers Energy | North American Natural Resources, Inc. (NANR) | 0.0723 | 0.0064
1007703 | 1888 | Venice Park Recycling & Disposal Facility | MI | Lennon | Shiawassee | Private | Waste Management, Inc. | 4000000 | 2005 | Yes | 3.93 |  | 166937-0 | Operational | Project #1 | 1992-03-01 | Reciprocating Engine | Electricity | (2) Caterpillar 3516 engine generator sets | 1.6 | 0.8 | Consumers Energy | WM Renewable Energy, LLC | 0.0723 | 0.0064
1005269 | 1889 | Wayne Disposal LF | MI | Belleville | Wayne | Private | EQ - The Environmental Quality Company | 1000000 |  | Yes | 0.555 |  | 166938-0 | Operational | Project #1 | 1986-01-01 | Reciprocating Engine | Electricity | (3) 350-kW Caterpillar engines and (1) 500-kW Caterpillar engine | 1.55 |  | DTE Energy | EQ Energy Recovery, Inc. | 0.07 | 0.0062
1001993 | 1896 | Whitefeather Landfill | MI | Pinconning | Bay | Private | Republic Services, Inc. | 1868900 | 2002 | Yes | 1.21 |  | 166946-0 | Operational | Project #1 | 2009-07-01 | Reciprocating Engine | Electricity | (2) Caterpillar 3520s | 3.2 | 1.152 | Consumers Energy | Granger Energy | 0.1446 | 0.0128
| 1903 | Woodland Meadows Landfill- North | MI | Wayne | Wayne | Private | Waste Management, Inc. | 2944975 |  | Yes | 0.504 | 0.34 | 166953-0 | Operational | Combination Project | 1991-01-01 | Reciprocating Engine | Electricity | 1.3-mile pipeline to steam boilers and 2.4 MW cogeneration plant (3 engines) - equivalent MW total is 3.5 MW | 0 | 0 | Ford Motor Company | Ameresco, Inc. | 0 | 0
| 1911 | Woodland Meadows Landfill-South | MI | Canton | Wayne | Private | Waste Management, Inc. | 6295758 |  | Yes | 1.8 |  | 166953-1 | Operational | Combination Project, Expansion #1 |  | Reciprocating Engine | Electricity | 1.3-mile pipeline to steam boilers and 2.4 MW cogeneration plant (3 engines) - equivalent MW total is 3.5 MW | 3.5 | 2.016 | Ford Motor Company | Ameresco, Inc. | 0.1581 | 0.0139
1003582 | 1912 | Woodland Meadows Landfill-Van Buren | MI | Wayne | Wayne | Private | Waste Management, Inc. | 13800000 | 2002 | Yes | 4 | 1.984 | 166953-1 | Operational | Combination Project, Expansion #1 |  | Reciprocating Engine | Electricity | 1.3-mile pipeline to steam boilers and 2.4 MW cogeneration plant (3 engines) - equivalent MW total is 3.5 MW | 3.5 | 2.016 | Ford Motor Company | Ameresco, Inc. | 0.1581 | 0.0139
1007743 | 812 | Burnsville SLF | MN | Burnsville | Dakota | Private | Waste Management, Inc. | 10998165 | 2009 | Yes | 2.79 |  | 882-0 | Operational | Project #1 | 1994-01-01 | Reciprocating Engine | Electricity | (5) 800-kW Caterpillar 3516s | 4 | 1.6 | Northern States Power Company |  | 0.1807 | 0.0159
1005860 | 815 | East Central SLF (ECSWC) | MN | Mora | Kanabec | Public | East Central Solid Waste Comm. | 1232500 | 2008 | Yes | 0.478 |  | 885-0 | Operational | Project #1 | 2012-04-02 | Reciprocating Engine | Electricity | Caterpillar G3520C 1600 EKW | 1.6 |  | Southern Minnesota Municipal Power Agency (SMMPA) | Southern Minnesota Municipal Power Agency (SMMPA) | 0.0723 | 0.0064
1007672 | 816 | Elk River SLF Inc. | MN | Elk River | Sherburne | Private | Waste Management, Inc. | 1464188 |  | Yes | 3.48 | 1.81 | 180852-0 | Operational | Project #2 | 2002-11-01 | Reciprocating Engine | Electricity | (3) 3516G CAT 800-kW generators | 2.4 | 1.25 | Elk River Municipal Utilities (ERMU) | Elk River Municipal Utilities (ERMU) | 0.1084 | 0.0096
1002059 | 820 | Pine Bend Landfill | MN | Inver Grove Heights | Dakota | Private | Republic Services, Inc. | 18362736 |  | Yes | 6 | 0 | 890-0 | Operational | Project #1 | 1996-01-01 | Combined Cycle | Electricity |  | 12 | 6 | Northern States Power Company |  | 0.5422 | 0.0478
1007742 | 1993 | Spruce Ridge Landfill | MN | Glencoe | McLeod | Private | Waste Management, Inc. | 2920000 | 2001 | Yes | 1.63 |  | 167078-0 | Operational | Project #1 | 2008-04-11 | Reciprocating Engine | Electricity | (3) Caterpillar 3516 engines | 2.4 |  | Glencoe Municipal Electric Utillity | WM Renewable Energy, LLC | 0.1084 | 0.0096
| 2227 | Waste Disposal Engineering (WDE) SLF | MN | Andover | Anoka | Public | Minnesota Pollution Control Agency | 2400000 |  | Yes | 0.19 | 0.14 | 180311-0 | Operational | Project #1 | 2007-04-02 | Stirling Cycle Engine | Electricity | 4 Stirling engines | 0.02 | 0.05 | Connexus Energy | Minnesota Pollution Control Agency | 0.0009 | 0.0001
1005518 | 827 | Black Oak Landfill | MO | Hartville | Wright | Private | WCA Waste Corporation | 4460000 | 2010 | Yes | 0.706 |  | 897-0 | Operational | Project #1 | 2014-10-31 | Reciprocating Engine | Electricity | (2) CAT 3520A+ engines | 1.953 |  | Missouri Joint Municipal Electric Utility Commission | Enerdyne Power Systems, Inc.; WCA Waste Corporation | 0.0882 | 0.0078
1003514 | 829 | Central Missouri SLF | MO | Sedalia | Pettis | Private | WCA Waste Corporation | 2518656 | 2010 | Yes | 2.59 |  | 899-0 | Operational | Project #1 | 2014-04-21 | Reciprocating Engine | Electricity | (1) 1-MW GE-Jenbacher engine & (1) 1.4-MW GE-Jenbacher engine; electricity will power college and Energy Innovation Center (EIC) | 2.4 |  | Kansas City Power & Light | State Fair Community College; WCA Waste Corporation | 0.1084 | 0.0096
| 863 | Fulton SLF | MO | Fulton | Callaway | Public | City of Fulton, MO | 330514 | 2007 | Yes | 0.13 |  | 933-0 | Operational | Project #1 | 2011-08-31 | Reciprocating Engine | Electricity | specialized Guascor engine designed to run on low LFG flows | 0.225 |  | Callaway Electric Cooperative |  | 0.0102 | 0.0009
1008252 | 832 | IESI Champ Landfill | MO | Maryland Heights | St. Louis | Private | Progressive Waste Solutions Ltd. | 25000000 | 2008 | Yes |  |  | 180973-0 | Operational | Project #4 | 2012-06-12 | Gas Turbine | Electricity | (3) Solar Mercury turbines producing 4.6 MW each; H2S removed by SulfaTreat system | 13.8 |  | Ameren Missouri | Ameren Missouri | 0.6235 | 0.055
| 2425 | Lamar Landfill | MO | Lamar | Barton | Public | City of Lamar, MO |  |  | Yes |  |  | 904-0 | Operational | Combination Project | 2010-06-30 | Reciprocating Engine | Electricity | (2) 1.6-MW Caterpillar reciprocating engines | 3.2 | 1.87 | Missouri Public Utility Alliance |  | 0.1446 | 0.0128
1007632 | 834 | Prairie View Regional Waste Facility | MO | Lamar | Barton | Private | Republic Services, Inc. | 5889917 | 2001 | Yes | 1.89 |  | 904-0 | Operational | Combination Project | 2010-06-30 | Reciprocating Engine | Electricity | (2) 1.6-MW Caterpillar reciprocating engines | 3.2 | 1.87 | Missouri Public Utility Alliance |  | 0.1446 | 0.0128
1002906 | 846 | Springfield Sanitary Landfill | MO | Willard | Greene | Public | City of Springfield, MO | 5125248 | 2008 | Yes | 1.58 | 0 | 916-0 | Operational | Project #1 | 2006-05-10 | Reciprocating Engine | Electricity | Electric generating station consisting of (2) Caterpillar 3520 IC engine/generator sets, electric interconnection, and 12 miles of transmission lines to City Utilities of Springfield distribution system in the city | 3 | 1.58 | City Utilities of Springfield, MO | Aria Energy | 0.1355 | 0.012
1001925 | 847 | St. Joseph City SLF | MO | St. Joseph | Buchanan | Public | City of St. Joseph, MO | 3764898 | 2011 | Yes | 0.813 |  | 917-0 | Operational | Project #1 | 2012-03-30 | Reciprocating Engine | Electricity | (1) CAT G3520C engine | 1.6 | 0.72 | Kansas City Power & Light | Kansas City Power & Light | 0.0723 | 0.0064
1005964 | 1958 | Golden Triangle Regional Landfill | MS | Starkville | Oktibbeha | Public | Golden Triangle Regional Solid Waste Management Authority, MS | 2000000 | 2011 | Yes | 0.449 |  | 167040-0 | Operational | Project #1 | 2011-09-30 | Reciprocating Engine | Electricity | (1) GE Jenbacher J320 20-cylinder engine | 0.999 | 0.5 | Tennessee Valley Authority (TVA) | Golden Triangle Regional Solid Waste Management Authority, MS | 0.0451 | 0.004
1007891 | 1967 | Prairie Bluff Sanitary Landfill | MS | Houston | Chickasaw | Private | Waste Management, Inc. | 14077823 | 2010 | Yes | 1.97 | 0.66 | 181081-0 | Operational | Project #2 | 2012-10-24 | Reciprocating Engine | Electricity | (1) Caterpillar model G3520C | 1.6 |  | Tennessee Valley Authority (TVA) | WM Renewable Energy, LLC | 0.0723 | 0.0064
1002547 | 1968 | Three Rivers Regional Landfill | MS | Pontotoc | Pontotoc | Public | Three Rivers Regional Solid Waste Management Authority, MS | 2405150 | 2008 | Yes | 0.65 |  | 167050-0 | Operational | Project #1 | 2012-02-07 | Reciprocating Engine | Electricity | (1) containerized MWM engine provided by 2G-CENERGY | 1 |  | Tennessee Valley Authority (TVA) | Three Rivers Regional Solid Waste Management Authority, MS | 0.0452 | 0.004
1007460 | 2287 | Flathead County Landfill | MT | Kalispell | Flathead | Public | Flathead County Solid Waste District, MT | 1576515 | 2008 | Yes | 0.72 | 0 | 180949-0 | Operational | Project #2 | 2009-06-26 | Reciprocating Engine | Electricity | (1) Caterpillar G3520C engine | 0.84 | 0.53 | Flathead Electric Cooperative, Inc. | Flathead Electric Cooperative, Inc. | 0.038 | 0.0033
1001775 | 2142 | Buncombe County New Landfill | NC | Alexander | Buncombe | Public | Buncombe County Department of Solid Waste, NC | 1746706 | 2009 | Yes | 0.72 | 0.14 | 180210-0 | Operational | Project #1 | 2011-11-21 | Reciprocating Engine | Electricity | (1) GE Jenbacher engine | 1.4 | 0.58 | Duke Energy Progress | Buncombe County Department of Solid Waste, NC | 0.0633 | 0.0056
1006406 | 1052 | Buncombe County Old Landfill | NC | Woodfin | Buncombe | Public | Buncombe County Department of Solid Waste, NC | 3300000 |  | Yes | 0.387 |  | 180845-0 | Operational | Project #2 | 2006-03-06 | Reciprocating Engine | Electricity | one Deutz CHP engine unit, although CHP portion of project not yet implemented | 0.984 | 0.71 | Duke Energy Progress | Enerdyne Power Systems, Inc. | 0.0445 | 0.0039
1003099 | 1071 | Charlotte Motor Speedway Landfill V | NC | Concord | Cabarrus | Private | Republic Services, Inc. | 4500000 | 1999 | Yes | 7.79 | 1.99 | 1144-0 | Operational | Project #1 | 1999-12-15 | Gas Turbine | Electricity | 1 Taurus unit with capacity of 5.3 MW | 4 | 2.1 | Duke Energy |  | 0.1807 | 0.0159
1007078 | 1063 | City of Durham SLF | NC | Durham | Durham | Public | City of Durham, NC | 3600000 |  | Yes | 1.14 |  | 1136-0 | Operational | Project #1 | 2009-12-15 | Reciprocating Engine | Electricity | (2) 1.1-MW, 20-cylinder GE Jenbacher 320 engines running (3 total on site) | 2 |  | Duke Energy | Methane Power, Inc. | 0.0904 | 0.008
| 1072 | Columbus County, ARS | NC | Whiteville | Columbus | Public | Columbus County, NC | 1250000 | 1997 | Yes | 0.14 | 0.03 | 200413-0 | Operational | Project #1b | 2013-02-11 | Reciprocating Engine | Electricity | (3) 85-kW truck engines but only (2) run at a time | 0.21 | 0.08 | Brunswick Electric Membership Corporation | Appalachian State University Energy Center; Cape Fear Resource Conservation and Development; Carlson Environmental Consultants, PC; Columbus County, NC | 0.0095 | 0.0008
1004204 | 1077 | Davidson County LF | NC | Thomasville | Davidson | Public | Davidson County, NC | 856860 | 2003 | Yes | 1.11 |  | 1150-0 | Operational | Project #1 | 2010-12-01 | Reciprocating Engine | Electricity | Caterpillar G3520C | 1.6 |  | Duke Energy | DTE Biomass Energy | 0.0723 | 0.0064
1000554 | 1082 | Edgecombe County LF | NC | Tarboro | Edgecombe | Public | Edgecombe County, NC | 1800000 | 2013 | Yes | 0.36 |  | 1155-0 | Operational | Project #1 | 2014-04-01 | Reciprocating Engine | Electricity | (2) 370-kW engines | 0.74 | 0.36 | Edgecombe-Martin County Electric Membership Corporation | Edgecombe County, NC; S&ME, Inc. | 0.0334 | 0.0029
1005137 | 1084 | Gaston County LF | NC | Dallas | Gaston | Public | Gaston County, NC | 2457578 | 2008 | Yes | 1.44 | 0.14 | 1157-0 | Operational | Project #1 | 2011-08-31 | Reciprocating Engine | Electricity | (3) GE-Jenbacher 420 engines at 1.4 MW each, (2) online initially | 2.8 | 1.3 | Duke Energy | Gaston County, NC | 0.1265 | 0.0112
1003137 | 1067 | Hanes Mill Road Landfill | NC | Winston-Salem | Forsyth | Public | City of Winston-Salem, NC | 5258571 |  | Yes | 3.312 | 0.432 | 1140-0 | Operational | Project #1 | 1996-07-01 | Gas Turbine | Electricity | Solar Taurus T-6500 turbine | 4.3 | 2.88 | Duke Energy | Aria Energy; DTE Biomass Energy | 0.1943 | 0.0171
| 1091 | Haywood County LF | NC | Haywood | Haywood | Public | Haywood County, NC | 550000 | 1994 | Yes | 0.23 |  | 1164-0 | Operational | Project #1 | 2012-06-25 | Reciprocating Engine | Electricity | KSD Engine | 0.075 |  |  |  | 0.0034 | 0.0003
1006514 | 1098 | Iredell County LF | NC | Statesville | Iredell | Public | Iredell County, NC | 2280900 | 2001 | Yes | 1.98 |  | 1172-0 | Operational | Project #1 | 2008-08-15 | Reciprocating Engine | Electricity | (2) Caterpillar 3520s | 3.2 | 1.6 | EnergyUnited Electric Cooperative | DTE Biomass Energy | 0.1446 | 0.0128
1004252 | 1100 | Johnston County MSW LF | NC | Smithfield | Johnston | Public | Johnston County, NC | 2633209 | 2009 | Yes | 0.92 |  | 1174-0 | Operational | Project #1 | 2013-06-19 | Reciprocating Engine | Electricity | possible heat recovery; (1) CAT 3520 | 1.6 | 0.92 | Duke Energy Progress | C2i Methane Partners | 0.0723 | 0.0064
| 1115 | Onslow County LF | NC | Jacksonville | Onslow | Public | Onslow County Solid Waste Department, NC | 923543 |  | Yes |  |  | 180931-0 | Operational | Combination Project | 2013-11-20 | Reciprocating Engine | Electricity | (1) 1.953-MW CAT G3520A+ engine with gear-box to increase output & efficiency | 1.953 | 1.08 | Duke Energy Progress | Enerdyne Power Systems, Inc. | 0.0882 | 0.0078
1001953 | 10781 | Onslow County LF #2 | NC | Jacksonville | Onslow | Public | Onslow County Solid Waste Department, NC | 1500000 | 2012 | Yes |  |  | 180931-0 | Operational | Combination Project | 2013-11-20 | Reciprocating Engine | Electricity | (1) 1.953-MW CAT G3520A+ engine with gear-box to increase output & efficiency | 1.953 | 1.08 | Duke Energy Progress | Enerdyne Power Systems, Inc. | 0.0882 | 0.0078
1005524 | 1116 | Orange County Regional Landfill | NC | Chapel Hill | Orange | Public | Orange County, NC | 2200000 | 2007 | Yes | 0.68 | 0.25 | 1190-0 | Operational | Project #1 | 2013-08-01 | Reciprocating Engine | Electricity | GE-Jenbacher J320 engine spec'd for 350 scfm at 100% load | 1.059 | 0.43 | Duke Energy Progress | The University of North Carolina at Chapel Hill | 0.0478 | 0.0042
1007456 | 1121 | Piedmont SLF | NC | Kernersville | Forsyth | Private | Waste Management, Inc. | 959464 |  | Yes | 1.31 |  | 1195-0 | Operational | Project #1 | 2011-01-31 | Reciprocating Engine | Electricity |  | 2.4 |  | Duke Energy | WM Renewable Energy, LLC | 0.1084 | 0.0096
1003481 | 1127 | Robeson County LF | NC | St. Pauls | Robeson | Public | Robeson County, NC | 2200000 | 2009 | Yes | 0.703 | 0.221 | 1201-0 | Operational | Project #1 | 2012-01-13 | Reciprocating Engine | Electricity | GE Jenbacher 20-cylinder J320c82 engine, operates at 94% capacity using 335 scfm LFG, system includes a gas conditioning skid; will install siloxane removal system | 1.06 | 0.482 | North Carolina Electric Membership Corporation |  | 0.0479 | 0.0042
1004118 | 2336 | Sampson County LF #2 | NC | Roseboro | Sampson | Private | Waste Industries USA, Inc. | 8500000 | 2010 | Yes | 5.18 | 2.1 | 1206-0 | Operational | Project #1 | 2011-03-14 | Reciprocating Engine | Electricity | (4) CAT G3520C engines | 6.4 | 3.08 | Duke Energy Progress | Waste Industries USA, Inc. | 0.2892 | 0.0255
1004408 | 10620 | South Wake LF (New) | NC | Apex | Wake | Public | Wake County, NC | 331816 | 2008 | Yes | 1.44 |  | 180918-0 | Operational | Project #1 | 2013-09-23 | Reciprocating Engine | Electricity | 18 dual-fuel Detroit Diesel Series 60 engines | 3.2 | 1.44 | Duke Energy Progress | INGENCO | 0.1446 | 0.0128
| 1137 | Surry County LF 2 | NC | Elkin | Surry | Public | Surry County | 645506 |  | Yes |  |  | 1211-0 | Operational | Project #1 | 2013-06-01 | Reciprocating Engine | Electricity | (1) CAT 3520 with plans to add 2 more after 2018 | 1.6 |  | Duke Energy | Barnabas Investment Group, LLC | 0.0723 | 0.0064
1003035 | 1074 | Tuscarora Long-Term Regional Landfill | NC | New Bern | Craven | Public | Coastal Regional Solid Waste Management Authority, NC | 3100000 | 2009 | Yes | 1.26 |  | 1147-0 | Operational | Project #1 | 2007-07-16 | Reciprocating Engine | Electricity | Detroit Diesel engines, installing 4 MW capacity (3 MW total capacity now) | 2.33 | 1 | Duke Energy Progress | INGENCO | 0.1053 | 0.0093
1004831 | 1110 | Uwharrie Environmental Regional LF | NC | Mount Gilead | Montgomery | Private | Republic Services, Inc. | 5424251 | 2006 | Yes | 4.752 |  | 1184-0 | Operational | Project #1 | 2014-07-28 | Reciprocating Engine | Electricity | (6) CAT 3520s | 9.6 | 4.752 | Duke Energy Progress | DTE Biomass Energy | 0.4337 | 0.0383
| 2201 | Watauga County Landfill | NC | Boone | Watauga | Public | Watauga County, NC | 546000 | 1994 | Yes | 0.22 |  | 180285-0 | Operational | Project #1 | 2012-03-20 | Reciprocating Engine | Electricity | (2) KSD 100-kW engines, LFG will be used to provide power generation for the transfer and recycling facility and maintenance facility; ~25% used onsite & ~75% into grid | 0.186 | 0.13 | Duke Energy; Watauga County, NC | Appalachian State University Energy Center; Watauga County, NC | 0.0084 | 0.0007
1005274 | 1150 | Wayne County LF | NC | Dudley | Wayne | Public | Wayne County, NC | 2416380 |  | Yes | 0.872 |  | 1224-0 | Operational | Project #1 | 2010-12-31 | Reciprocating Engine | Electricity | (2) GE Jenbacher units running (3 on site) | 2 |  | Duke Energy Progress | Methane Power, Inc. | 0.0904 | 0.008
1002158 | 1754 | Bluff Road Landfill | NE | Lincoln | Lancaster | Public | City of Lincoln, NE | 5283000 | 2007 | Yes |  |  | 6433-0 | Operational | Project #1 | 2013-10-14 | Reciprocating Engine | Electricity | ~1 mile pipe delivers LFG to (3) large generators at LES' Terry Bundy Generating Station; 300,000 MMBtu/yr of LFG | 4.8 |  | Lincoln Electric System |  | 0.2169 | 0.0191
1007835 | 1746 | Douglas County Recycling and Disposal Facility LF | NE | Bennington | Douglas | Private | Waste Management, Inc. | 11778463 | 2009 | Yes | 3.67 | 0 | 6425-0 | Operational | Project #1 | 2002-04-05 | Reciprocating Engine | Electricity | (4) Caterpillar 800 kW 3516s | 3.2 | 1.3 | Omaha Public Power District | Omaha Public Power District | 0.1446 | 0.0128
| 1838 | City of Keene Landfill | NH | Keene | Cheshire | Public | City of Keene, NH | 640000 | 1998 | Yes | 0.5 |  | 166413-0 | Operational | Project #1 | 1999-01-01 | Reciprocating Engine | Electricity | (1) Caterpillar G-3412-SINA engine provides three phase power for adjacent Materials Recovery Facility (3 buildings) | 0.25 | 0.14 | City of Keene, NH | Vermont Energy Recovery | 0.0113 | 0.001
| 1853 | Dunbarton LF | NH | Manchester | Hillsborough | Public | City of Manchester, NH | 1200000 |  | Yes |  |  | 166433-0 | Operational | Project #1 | 1988-01-01 | Reciprocating Engine | Electricity | (2) generators | 0.6 |  | Public Service of New Hampshire | Biogas Energy Solutions, LLC | 0.0271 | 0.0024
1004751 | 1852 | Four Hills Landfill | NH | Nashua | Hillsborough | Public | City of Nashua, NH | 2500000 | 1998 | Yes | 2 | 0.8 | 166432-0 | Operational | Project #1 | 1997-01-01 | Reciprocating Engine | Electricity | (1) Caterpillar 3515 engine-generator (820 kW) and (1) Caterpillar 3612 engine-generator (2,285 kW) | 3.1 |  | Northern Utilities Service Co.; Public Service of New Hampshire | Fortistar Methane Group | 0.1401 | 0.0124
1007879 | 1839 | Turnkey Recycling & Environmental Enterprises | NH | Rochester | Strafford | Private | Waste Management, Inc. | 8750000 | 1999 | Yes | 16.56 |  | 166414-0 | Operational | Project #2 | 1992-01-01 | Reciprocating Engine | Electricity | (3) Caterpillar 3516s | 2.4 | 1.31 | Public Service of New Hampshire | WM Renewable Energy, LLC | 0.1084 | 0.0096
1001858 | 2231 | Atlantic County Utilities Authority Landfill | NJ | Egg Harbor Township | Atlantic | Public | Atlantic County Utilities Authority, NJ | 3308857 | 2009 | Yes | 2.86 |  | 180315-0 | Operational | Project #1 | 2005-03-01 | Reciprocating Engine | Electricity | Caterpillar 3520, capable of producing ~12,614,400 kW-h/yr | 1.6 |  | Atlantic County Utilities Authority, NJ | DCO Energy, LLC; Marina Energy | 0.0723 | 0.0064
1006969 | 940 | Burlington County SLF | NJ | Bordentown | Burlington | Public | Burlington County Board of Chosen Freeholders | 3875822 | 2000 | Yes | 4.37 |  | 180436-0 | Operational | Project #4 | 2007-11-01 | Reciprocating Engine | Electricity | (5) GE-Jenbacher model JGS 420 LFG-fueled reciprocating engine-generator sets, each rated for continuous duty at a rated 1,425-kW output; siloxane treatment system uses an activated carbon process | 7.2 | 3.96 | Burlington County SLF; PJM Interconnection, LLC | DCO Energy, LLC; Marina Energy | 0.3253 | 0.0287
1002702 | 942 | Cumberland County SWC | NJ | Millville | Cumberland | Public | Cumberland County, NJ | 4900000 | 2012 | Yes | 2.4 | 0.1 | 1013-0 | Operational | Project #1 | 2008-11-01 | Reciprocating Engine | Electricity | (3) 1.6-MW Caterpillar 3520 engines | 4.8 | 2.3 | PPL Corporation | PPL Corporation | 0.2169 | 0.0191
| 946 | Edison Township SLF | NJ | Edison | Middlesex | Public | Edison Township | 2500000 |  | Yes |  |  | 1016-0 | Operational | Combination Project | 2001-01-01 | Combined Cycle | Electricity | Waste heat from two 5 MW Solar turbine generators feeds a steam electric generator | 20 | 7.56 | Public Service Electric & Gas Company (PSE&G) | National Energy Resource Corporation (NERC) | 0.9036 | 0.0797
| 960 | Hamm's LF | NJ | Lafeyette | Sussex | Private |  | 1700000 |  | Yes |  |  | 1031-0 | Operational | Project #1 | 1990-01-01 | Reciprocating Engine | Electricity |  | 1.2 |  | Jersey Central Power & Light (JCP&L) | Biogas Energy Solutions, LLC | 0.0542 | 0.0048
| 958 | Industrial Land Reclaiming (ILR) LF | NJ | Edison | Middlesex | Private | Industrial Land Reclaiming | 4302213 |  | Yes |  |  | 1016-0 | Operational | Combination Project | 2001-01-01 | Combined Cycle | Electricity | Waste heat from two 5 MW Solar turbine generators feeds a steam electric generator | 20 | 7.56 | Public Service Electric & Gas Company (PSE&G) | National Energy Resource Corporation (NERC) | 0.9036 | 0.0797
1004741 | 957 | Kinsley's LF | NJ | Sewell | Gloucester | Private | Kinsley's | 7259985 |  | Yes | 0.4 |  | 1028-1 | Operational | Project #1, De-Expansion #1 | 2004-01-01 | Reciprocating Engine | Electricity | 3 CAT 399 engine/generator sets | 1.5 | 0.95 | Public Service Electric & Gas Company (PSE&G) |  | 0.0678 | 0.006
1007298 | 945 | Middlesex County LF | NJ | East Brunswick | Middlesex | Public | Middlesex County Utilities Authority, NJ | 45437841 |  | Yes | 7 |  | 1016-0 | Operational | Combination Project | 2001-01-01 | Combined Cycle | Electricity | Waste heat from two 5 MW Solar turbine generators feeds a steam electric generator | 20 | 7.56 | Public Service Electric & Gas Company (PSE&G) | National Energy Resource Corporation (NERC) | 0.9036 | 0.0797
1005054 | 947 | Monmouth County LF - Phases I, II and III | NJ | Tinton Falls | Monmouth | Public | County of Monmouth | 9381853 | 2000 | Yes | 6.5 |  | 1018-0 | Operational | Project #1 | 1998-01-01 | Gas Turbine | Electricity | 2 Solar Taurus 60 combustion turbines | 10 | 4.9 | Jersey Central Power & Light (JCP&L) | GSF Energy | 0.4518 | 0.0399
1002667 | 951 | Ocean County LF | NJ | Manchester | Ocean | Private | Ocean County Landfill Corp. | 16203683 | 2000 | Yes | 7.71 |  | 1022-0 | Operational | Project #1 | 1997-02-01 | Reciprocating Engine | Electricity | (6) Caterpillar 3516 reciprocating engines | 4.8 |  | Jersey Central Power & Light (JCP&L) | Aria Energy | 0.2169 | 0.0191
1000429 | 952 | Pennsauken SLF | NJ | Pennsauken | Camden | Public | Pollution Control Financing Authority of Camden County, NJ | 3900000 | 2013 | Yes | 0.64 | 0 | 1023-1 | Operational | Project #1, De-Expansion #1 | 2011-01-01 | Reciprocating Engine | Electricity | (2) 925-kW Caterpillar 3516 engines | 1.85 | 0.64 | Aluminum Shapes | PPL Corporation | 0.0836 | 0.0074
1007261 | 948 | Salem County SLF | NJ | Alloway | Salem | Public | Salem County Improvement Authority | 963756 | 2000 | Yes | 0.792 |  | 1019-0 | Operational | Project #1 | 2008-12-18 | Reciprocating Engine | Electricity | (1) GE-Jenbacher JG616 | 1.9 |  | Atlantic Service Electric | DCO Energy, LLC; Marina Energy | 0.0858 | 0.0076
1005034 | 949 | Sussex County LF 1-E | NJ | Lafayette | Sussex | Public | Sussex County Municipal Utilities Authority | 1934255 | 2011 | Yes | 0.838 |  | 180970-0 | Operational | Project #2 | 2011-06-01 | Reciprocating Engine | Electricity | (2) Caterpillar 3520 engines | 1.5 |  | Jersey Central Power & Light (JCP&L) | Energenic-US, LLC | 0.0678 | 0.006
1004095 | 953 | Warren County District Landfill | NJ | Oxford | Warren | Public | Pollution Control Financing Authority of Warren County, NJ | 960000 | 2003 | Yes | 0.95 | 0.09 | 1024-1 | Operational | Project #1, De-Expansion #1 | 2012-01-01 | Reciprocating Engine | Electricity | (1) Jenbacher 616 | 1.9 | 0.86 | PJM Interconnection, LLC | DCO Energy, LLC; Marina Energy | 0.0858 | 0.0076
1003362 | 10480 | Camino Real Landfill | NM | Sunland Park | Dona Ana | Private | Waste Connections Inc. - Central Region |  |  | Yes | 0.778 |  | 180900-0 | Operational | Project #1 | 2008-03-01 | Reciprocating Engine | Electricity | (1) Caterpillar engine operating, (1) in standby mode | 1.5 | 0.778 | El Paso Electric (TX) | Four Peaks Energy | 0.0678 | 0.006
| 2061 | Los Angeles Landfill | NM | Albuquerque | Bernalillo | Public | City of Albuquerque, EHD, NM | 1560846 | 1983 | Yes |  |  | 180134-0 | Operational | Project #2 | 2006-06-01 | Microturbine | Electricity | Electricity from microturbine runs LFG extraction system and groundwater remediation system | 0.07 |  | Los Angeles Landfill | City of Albuquerque, EHD, NM | 0.0032 | 0.0003
1004352 | 930 | Apex Regional LF | NV | Las Vegas | Clark | Private | Republic Services, Inc. | 59000000 | 2012 | Yes |  |  | 1000-0 | Operational | Project #1 | 2012-05-01 | Gas Turbine | Electricity | (2) Solar Taurus 60 combustion turbine generators with SCR and inlet air chilling; biogas conditioning system (standard, high-pressure, 2-vessel regenerable gas conditioning skid & carbon polishing skid) removes NMOCs, siloxanes, and moisture | 10.67 | 7.2 | NV Energy | CC Landfill Energy | 0.4821 | 0.0425
1003260 | 931 | Lockwood Regional LF | NV | Sparks | Storey | Private | Waste Management, Inc. | 25139396 | 2009 | Yes | 2.07 |  | 1001-0 | Operational | Project #1 | 2012-04-09 | Reciprocating Engine | Electricity | (2) 20-cylinder, 1,605-hp Caterpillar engines | 3.2 |  | NV Energy | WM Renewable Energy, LLC | 0.1446 | 0.0128
1004823 | 965 | Al Turi LF | NY | Goshen | Orange | Private | Al Turi Landfill, Incorporated | 4051529 |  | Yes | 0.973 |  | 1036-4 | Operational | Project #1, Re-Expansion #1 | 2011-07-25 | Reciprocating Engine | Electricity | (2) Caterpillar 800-kW engines to be restored | 1.6 | 0.92 | Orange & Rockland Utilities, Inc. | Ameresco, Inc. | 0.0723 | 0.0064
1006276 | 985 | Albany Landfill | NY | Albany | Albany | Public | City of Albany, NY | 9579785 | 2008 | Yes | 3.68 |  | 1057-0 | Operational | Project #1 | 1998-01-01 | Reciprocating Engine | Electricity | (2) 950-kW engines | 1.9 | 1 | Niagara Mohawk Power Corporation |  | 0.0858 | 0.0076
| 1008 | Auburn SLF #1 | NY | Auburn | Cayuga | Public | City of Auburn, NY | 700000 |  | Yes | 1.08 |  | 180971-0 | Operational | Combination Project #2 | 2010-01-31 | Reciprocating Engine | Electricity | 3 Jenbacher engines in place (2 operating initially), electric generating plant will be fueled by both LFG and WWTP sludge (facility will use an anaerobic digester to convert wastewater sludge into gas to produce electricity) | 2 | 0.864 | City of Auburn Water Pollution Control Facility; New York State Electric & Gas Corporation (NYSEG) | CH Energy | 0.0904 | 0.008
1003034 | 1009 | Auburn SLF #2 | NY | Auburn | Cayuga | Public | City of Auburn, NY | 756000 | 2004 | Yes |  |  | 180971-0 | Operational | Combination Project #2 | 2010-01-31 | Reciprocating Engine | Electricity | 3 Jenbacher engines in place (2 operating initially), electric generating plant will be fueled by both LFG and WWTP sludge (facility will use an anaerobic digester to convert wastewater sludge into gas to produce electricity) | 2 | 0.864 | City of Auburn Water Pollution Control Facility; New York State Electric & Gas Corporation (NYSEG) | CH Energy | 0.0904 | 0.008
1003033 | 10700 | Ava Landfill | NY | Boonville | Oneida | Public | Oneida-Herkimer Solid Waste Authority | 1200000 | 2011 | Yes | 1.48 |  | 180924-0 | Operational | Project #1 | 2012-05-01 | Reciprocating Engine | Electricity | (1) CAT 3520 initially | 1.6 |  | New York Independent System Operator (NYISO) | WM Renewable Energy, LLC | 0.0723 | 0.0064
1006196 | 980 | Brookhaven LF | NY | Yaphank | Suffolk | Public | Town of Brookhaven | 8100000 |  | Yes | 0.468 |  | 1052-1 | Operational | Project #1 - De-Expansion #1 | 2010-01-01 | Reciprocating Engine | Electricity |  | 0.8 | 0.432 | Long Island Power Authority | Wehran Energy Corporation | 0.0361 | 0.0032
1002436 | 996 | Broome County Nanticoke SLF | NY | Binghamton | Broome | Public | Broome County, NY | 7000000 | 2009 | Yes | 1.65 |  | 1068-0 | Operational | Project #1 | 2004-03-13 | Reciprocating Engine | Electricity | (2) Caterpillar 399 SITA engines/generators | 1.3 |  | New York State Electric & Gas Corporation (NYSEG) | Meridian Resources | 0.0587 | 0.0052
1007617 | 987 | Chaffee LF | NY | Chaffee | Erie | Private | Waste Management, Inc. | 8502406 | 2009 | Yes | 3.74 |  | 1059-1 | Operational | Project #1, Expansion #1 | 2009-08-01 | Reciprocating Engine | Electricity |  | 1.29 | 0.72 | New York Independent System Operator (NYISO) | WM Renewable Energy, LLC | 0.0583 | 0.0051
1005488 | 990 | Chautauqua County Landfill | NY | Jamestown | Chautauqua | Public | Chautauqua County, NY | 5900000 | 2008 | Yes | 3.28 |  | 180850-0 | Operational | Project #2 | 2010-02-12 | Reciprocating Engine | Electricity | (4) Caterpillar 3520 engines | 6.4 | 3.28 | New England Independent System Operator (NEISO); New York Independent System Operator (NYISO) | Chautauqua County, NY; Innovative Energy Systems, LLC | 0.2892 | 0.0255
1005259 | 999 | Clinton County Regional Landfill | NY | Morrisonville | Clinton | Public | Clinton County, NY | 3831617 | 2006 | Yes | 3.02 | 0.42 | 1071-1 | Operational | Project #1, Expansion #1 | 2010-02-28 | Reciprocating Engine | Electricity | (1) Caterpillar 3520 (used for back-up and peaking loads only) | 0 |  | New York State Electric & Gas Corporation (NYSEG) | Casella Waste Systems, Inc.; Innovative Energy Systems, LLC | 0 | 0
1004057 | 989 | DANC Solid Waste Management Facility | NY | Rodman | Jefferson | Public | Development Authority of the North Country (DANC) | 3820801 | 2008 | Yes | 3.37 |  | 1061-1 | Operational | Project #1, Expansion #1 | 2012-04-09 | Reciprocating Engine | Electricity | (1) Caterpillar G3520 engine, siloxane removal system | 1.6 | 0.8 | Niagra Mohawk Power Corporation | Innovative Energy Systems, LLC | 0.0723 | 0.0064
| 983 | Delaware County LF | NY | Walton | Delaware | Public | Delaware County, NY | 908000 | 2006 | Yes |  | 0.288 | 1055-0 | Operational | Project #1 | 2008-11-15 | Reciprocating Engine | Electricity | GE Jenbacher - Model 320 | 1.06 |  | Delaware Electric Cooperative | Delaware County, NY | 0.0479 | 0.0042
1004894 | 984 | Fulton County LF | NY | Johnstown | Fulton | Public | Fulton County, NY | 998486 | 2001 | Yes |  |  | 1056-0 | Operational | Project #1 | 2010-06-04 | Reciprocating Engine | Electricity | (2) Caterpillar G3520 engines | 3.2 | 1.5 | National Grid Electric | Innovative Energy Systems, LLC | 0.1446 | 0.0128
1007648 | 972 | High Acres LF and Recycling Center | NY | Fairport | Monroe | Private | Waste Management, Inc. | 16138526 | 2009 | Yes | 10.8 |  | 1043-0 | Operational | Project #1 | 1991-01-01 | Reciprocating Engine | Electricity | (4) Caterpillar 3516 engines | 3.2 |  | New York Independent System Operator (NYISO) |  | 0.1446 | 0.0128
1005258 | 1997 | Hyland LF | NY | Angelica | Allegany | Private | Casella Waste Systems, Inc. | 2000000 | 2008 | Yes | 2.13 |  | 167082-0 | Operational | Project #1 | 2008-08-28 | Reciprocating Engine | Electricity | (3) Caterpillar G3520 engines (1 more later) | 4.8 | 2.3 | New York State Electric & Gas Corporation (NYSEG) | Casella Waste Systems, Inc.; Innovative Energy Systems, LLC | 0.2169 | 0.0191
1002951 | 992 | Mill Seat LF | NY | Bergen | Monroe | Public | Monroe County, NY | 5147224 | 2008 | Yes | 4.68 | 1.224 | 1064-0 | Operational | Project #1 | 2007-07-01 | Reciprocating Engine | Electricity | (6) Caterpillar 3516 engines initially | 4.8 | 2.592 | New York Independent System Operator (NYISO) | WM Renewable Energy, LLC | 0.2169 | 0.0191
1008011 | 971 | Monroe Livingston SLF | NY | Scottsville | Livingston | Private | Waste Management, Inc. | 5212000 |  | Yes | 0.679 |  | 1042-2 | Operational | Project #1, De-Expansion #2 | 2010-01-01 | Reciprocating Engine | Electricity | (2) Caterpillar G3516s | 1.6 |  | New York Independent System Operator (NYISO) | WM Renewable Energy, LLC | 0.0723 | 0.0064
1003028 | 982 | New Bath Landfill | NY | Bath | Steuben | Public | Steuben County, NY | 2571501 | 2008 | Yes | 1.2 |  | 1054-0 | Operational | Project #1 | 2010-11-02 | Reciprocating Engine | Electricity | (2) Caterpillar 3520 engines | 3.2 | 1.22 | Steuben Rural Electric Cooperative, Inc. (SREC) | Casella Waste Systems, Inc.; Innovative Energy Systems, LLC; Steuben Rural Electric Cooperative, Inc. (SREC) | 0.1446 | 0.0128
| 973 | Oceanside LF | NY | Oceanside | Nassau | Public | Town of Hempstead, NY | 6500000 |  | Yes |  |  | 1044-1 | Operational | Project #1, De-Expansion #1 | 2009-01-01 | Reciprocating Engine | Electricity |  | 0.6 |  | Long Island Power Authority | Biogas Energy Solutions, LLC | 0.0271 | 0.0024
1005257 | 1006 | Ontario County SLF | NY | Stanley | Ontario | Public | Ontario County, NY | 2623871 | 2002 | Yes | 6.54 |  | 1078-3 | Operational | Project #1, Expansion #3 | 2013-03-01 | Reciprocating Engine | Electricity | (3) Caterpillar G3520 engines | 4.8 | 2.3 | New York State Electric & Gas Corporation (NYSEG) | Innovative Energy Systems, LLC | 0.2169 | 0.0191
1004042 | 981 | Seneca Meadows SWMF | NY | Waterloo | Seneca | Private | Progressive Waste Solutions Ltd. | 24289318 | 2008 | Yes | 12.3 |  | 1053-0 | Operational | Project #1 and Expansion #1 | 1996-03-01 | Reciprocating Engine | Electricity | (5) G3516 Caterpillar engines, each rated at 1,200 hp (800 kW) | 4 | 2.38 | New York State Electric & Gas Corporation (NYSEG) | Innovative Energy Systems, LLC | 0.1807 | 0.0159
1005155 | 988 | Town of Colonie SLF | NY | Cohoes | Albany | Public | Town of Colonie, NY | 4261457 | 2008 | Yes |  |  | 1060-0 | Operational | Project #1 | 2006-03-09 | Reciprocating Engine | Electricity | (3) 3520 Caterpillar engines | 4.8 | 2.6 | National Grid Electric | Innovative Energy Systems, LLC | 0.2169 | 0.0191
| 974 | Tripoli LF Granville | NY | Camillus | Onondaga | Public |  | 1700000 |  | Yes |  |  | 1045-1 | Operational | Project #1, De-Expansion #1 | 2009-01-01 | Reciprocating Engine | Electricity |  | 0.6 |  | Niagara Mohawk Power Corporation | Biogas Energy Solutions, LLC | 0.0271 | 0.0024
1006088 | 1197 | Akron Regional Landfill | OH | Akron | Summit | Public | City of Akron, OH | 6014112 |  | Yes | 0.606 |  | 200378-0 | Operational | Project #2 | 2012-08-01 | Reciprocating Engine | Electricity | Waukesha APG 1000 (42% energy efficiency); WWTP also uses gas from AD system, together with LFG WWTP generates 95% of its energy onsite | 1.1 |  | City of Akron Waste Water Treatment Plant | Hull & Associates, Inc. | 0.0497 | 0.0044
1003102 | 1187 | Carbon Limestone LF | OH | Lowellville | Mahoning | Private | Republic Services, Inc. | 22601542 | 2005 | Yes | 10.3 |  | 1261-3 | Operational | Project #1, Expansion #3 | 2012-01-01 | Reciprocating Engine | Electricity | (2) CAT G3520C (2,233 hp) engines | 3.2 |  | American Municipal Power - Ohio, Inc. | Energy Developments, Inc | 0.1446 | 0.0128
1002480 | 1184 | Cherokee Run Landfill, Inc. | OH | Bellefontaine | Logan | Private | Republic Services, Inc. | 7407445 | 2005 | Yes | 4.68 |  | 180946-0 | Operational | Project #2 | 2009-03-01 | Reciprocating Engine | Electricity | (3) Caterpillar 3520s | 4.8 | 2.4 | Exelon Power | CB&I; DTE Biomass Energy | 0.2169 | 0.0191
1006103 | 1172 | Erie County SLF | OH | Milan | Erie | Public | Erie County, OH | 2562038 | 2008 | Yes | 0.817 | 0 | 1246-0 | Operational | Project #1 | 2010-04-07 | Reciprocating Engine | Electricity | Caterpillar 1.6-MW engine | 1.55 |  | American Municipal Power - Ohio, Inc.; City of Oberlin, OH | Bio-Gas Technologies, LLC | 0.07 | 0.0062
1003392 | 1159 | Geneva Landfill | OH | Geneva | Ashtabula | Private | Waste Management, Inc. | 3494385 | 2005 | Yes | 1.98 | 1.98 | 1233-0 | Operational | Project #1 | 2013-04-01 | Reciprocating Engine | Electricity |  | 4 |  | City of Oberlin, OH | WM Renewable Energy, LLC | 0.1807 | 0.0159
1003638 | 1179 | Hancock County Sanitary LF | OH | Findlay | Hancock | Public | Hancock County, OH | 3000000 | 2014 | Yes | 1.66 |  | 1253-0 | Operational | Project #1 | 2014-08-27 | Reciprocating Engine | Electricity | (4) re-built Caterpillar 3516 engine generator sets | 3.2 | 1.584 | Hancock-Wood Electric Cooperative | Granger Energy | 0.1446 | 0.0128
1007969 | 2429 | Lorain County II Landfill | OH | Oberlin | Lorain | Private | Republic Services, Inc. | 14442224 | 2006 | Yes | 10.68 | 4.68 | 1259-0 | Operational | Project #1 | 2001-12-03 | Reciprocating Engine | Electricity | (6) Deutz engines | 8.1 | 4.5 | American Municipal Power - Ohio, Inc. | Energy Developments, Inc | 0.366 | 0.0323
1007756 | 2243 | Mahoning LF | OH | New Springfield | Mahoning | Private | Waste Management, Inc. | 5121735 | 2009 | Yes | 1.91 |  | 180331-0 | Operational | Project #1 | 2013-02-15 | Reciprocating Engine | Electricity | (5) CAT 3516 engines running initially (6 installed) | 4 |  | City of Oberlin, OH | WM Renewable Energy, LLC | 0.1807 | 0.0159
1003788 | 2050 | Model Landfill | OH | Grove City | Franklin | Public | Solid Waste Authority of Central Ohio, OH | 1837324 | 1985 | Yes | 0.811 |  | 167136-0 | Operational | Project #1 | 2001-05-01 | Reciprocating Engine | Electricity | 3 gensets | 4.05 |  | City of Columbus, OH | Energy Developments, Inc | 0.183 | 0.0161
1004484 | 1189 | Ottawa County LF | OH | Port Clinton | Ottawa | Private | Republic Services, Inc. | 7926474 | 2005 | Yes | 1.64 |  | 1263-0 | Operational | Project #1 | 2001-04-01 | Reciprocating Engine | Electricity | (2) Deutz engines | 2.7 |  | American Municipal Power - Ohio, Inc. | Energy Developments, Inc | 0.122 | 0.0108
1003661 | 2247 | Suburban South R&D | OH | Glenford | Perry | Private | Waste Management, Inc. | 7555609 | 2005 | Yes | 2.71 |  | 180335-0 | Operational | Project #1 | 2011-01-01 | Reciprocating Engine | Electricity | (7) 800-kW Caterpillar 3516s | 5.6 |  | Buckeye Power, Inc. | WM Renewable Energy, LLC | 0.253 | 0.0223
1002552 | 12142 | American Environmental Landfill | OK | Sand Springs | Osage | Private | American Environmental Landfill, Inc. |  |  | Yes | 1.94 | 0.36 | 181113-0 | Operational | Project #1 | 2013-04-17 | Reciprocating Engine | Electricity | (2) Caterpillar 3520 engines | 3.2 | 1.58 | Oklahoma Municipal Power Authority | Montauk Energy Capital | 0.1446 | 0.0128
1007054 | 1246 | Coffin Butte LF | OR | Corvallis | Benton | Private | Republic Services, Inc. | 4500000 | 2001 | Yes | 2.84 |  | 1321-0 | Operational | Project #1 | 1995-10-01 | Reciprocating Engine | Electricity | (3) Caterpillar 3516 engines | 2.4 |  | Pacific Northwest Generating Cooperative | Power Resources Cooperative | 0.1084 | 0.0096
1007989 | 1241 | Columbia Ridge LF | OR | Arlington | Gilliam | Private | Waste Management, Inc. | 35783633 | 2009 | Yes | 6.62 |  | 1316-0 | Operational | Project #1 | 2009-12-15 | Reciprocating Engine | Electricity | (8) Caterpillar 3516s | 6.4 |  | Seattle City Light | WM Renewable Energy, LLC | 0.2892 | 0.0255
1005652 | 2073 | Dry Creek Landfill | OR | Eagle Point | Jackson | Private | Rogue Disposal & Recycling | 2000000 | 2004 | Yes | 1.82 |  | 180125-0 | Operational | Project #1 | 2007-05-15 | Reciprocating Engine | Electricity | (2) Caterpillar 3520 engine/generator sets | 3.2 | 1.5 | PacifiCorp | Oregon Environmental Industries (OEI) | 0.1446 | 0.0128
1007687 | 1248 | Riverbend Landfill Company, Inc. | OR | McMinnville | Yamhill | Private | Waste Management, Inc. | 2500000 | 2001 | Yes | 4.67 |  | 181029-0 | Operational | Project #2 | 2010-06-30 | Reciprocating Engine | Electricity | (6) 800-kW Caterpillar 3516s | 4.8 |  | McMinnville Power & Light | WM Renewable Energy, LLC | 0.2169 | 0.0191
1005384 | 1245 | Roseburg LF | OR | Roseburg | Douglas | Public | Douglas County, OR | 1600000 | 2009 | Yes | 0.701 |  | 1320-0 | Operational | Project #1 | 2011-12-14 | Reciprocating Engine | Electricity |  | 1.8 | 0.701 | Pacific Power | Roseburg LFG Energy | 0.0813 | 0.0072
1007001 | 1247 | Short Mountain LF | OR | Eugene | Lane | Public | Lane County | 3410000 |  | Yes | 1.59 |  | 1322-0 | Operational | Project #1 | 1992-01-01 | Reciprocating Engine | Electricity | LFG is burned in IC engines (CAT 3516's) to generate electricity | 1.6 |  | Bonneville Power Administration; Emerald People's Utility District (PUD) | Emerald People's Utility District (PUD) | 0.0723 | 0.0064
1007645 | 1254 | Alliance SLF | PA | Taylor | Lackawanna | Private | Waste Management, Inc. | 21355144 | 2012 | Yes | 9.01 |  | 180862-0 | Operational | Project #2 | 2010-01-31 | Gas Turbine | Electricity | 19-mile pipeline to (2) Solar Mercury 50 recuperated turbines (each rated at 4.6 MWe ISO, with 38.5% electrical efficiency, guaranteed 22 ppm NOx) at PEI’s 20+ MW Archbald power station | 9.2 |  | PEI Power; PJM Interconnection, LLC | PEI Power; Waste Management, Inc. | 0.4157 | 0.0367
1003456 | 1276 | Arden LF | PA | Washington | Washington | Private | Waste Management, Inc. | 4862968 | 2006 | Yes | 2.69 | 0.09 | 1351-0 | Operational | Project #1 | 2009-01-30 | Reciprocating Engine | Electricity | (6) Caterpillar 3516 engines | 4.8 | 2.6 | PJM Interconnection, LLC | WM Renewable Energy, LLC | 0.2169 | 0.0191
1002232 | 1253 | Chrin Brothers LF | PA | Easton | Northampton | Private | Chrin Brothers, Inc. | 3300000 | 2013 | Yes | 3.29 | 1.69 | 1328-0 | Operational | Project #1 | 2011-07-28 | Reciprocating Engine | Electricity | 1-mile pipeline to (2) Caterpillar 3520 engines; provides electricity to grid and can provide electricity & heat for new manufacturing companies to be built in adjacent Glendon Green Energy Park | 3.2 | 1.6 | PPL Corporation | PPL Corporation | 0.1446 | 0.0128
1004413 | 1294 | Commonwealth Environmental Systems (CES) LF | PA | Hegins | Schuylkill | Private | CES | 5564197 | 2010 | Yes | 6.96 | 0.244 | 180907-0 | Operational | Project #2 | 2009-01-22 | Gas Turbine | Electricity | (2) Solar Taurus 60s | 11 | 6.48 | PJM Interconnection, LLC | UGI Development Company | 0.497 | 0.0438
1004162 | 1260 | Cumberland County LF | PA | Shippensburg | Cumberland | Private | Advanced Disposal Services | 7700000 | 2013 | Yes | 3.47 | 0.15 | 1335-0 | Operational | Project #1 | 2009-06-26 | Reciprocating Engine | Electricity | (4) Caterpillar 3520 engine generators | 6.1 | 3.32 | Adams Electric Cooperative | PPL Corporation | 0.2756 | 0.0243
1003460 | 1255 | Grand Central SLF | PA | Pen Argyl | Northampton | Private | Waste Management, Inc. | 11293057 | 2009 | Yes | 5.82 | 0.91 | 1330-0 | Operational | Project #1 | 2001-03-01 | Gas Turbine | Electricity | 3 turbines | 9.9 | 4.9 |  | Green Knight Economic Development Corporation; Waste Management, Inc. | 0.4473 | 0.0395
1002786 | 1265 | Greater Lebanon Refuse Authority LF | PA | Lebanon | Lebanon | Public | Greater Lebanon Refuse Authority, PA | 2030000 | 2013 | Yes | 1.08 |  | 180910-0 | Operational | Project #2 | 2007-09-13 | Reciprocating Engine | Electricity | (2) Caterpillar 3520 engines | 2 | 1.08 | Metropolitan Edison Company | Greater Lebanon Refuse Authority, PA; PPL Corporation | 0.0904 | 0.008
1007615 | 1249 | GROWS LF | PA | Morrisville | Bucks | Private | Waste Management, Inc. | 34087850 | 2010 | Yes | 5.06 | 0.04 | 1327-1 | Operational | Combination Project - Expansion #1 | 1999-01-01 | Steam Turbine | Electricity | boiler to steam turbine; each of the 2 steam turbine-generator units at the Fairless Hills power generation facility is 30 MW but only one is operating | 14.3 |  | Exelon Power | Exelon Power; Waste Management, Inc. | 0.6461 | 0.057
1007615 | 10640 | GROWS North | PA | Morrisville | Bucks | Private | Waste Management, Inc. | 2543964 | 2010 | Yes | 0.53 |  | 180121-2 | Operational | Project #1, Expansion #1 (Combination Project) | 2010-08-31 | Gas Turbine | Electricity |  | 0.95 | 0.53 | Exelon Power |  | 0.0429 | 0.0038
1003937 | 1293 | IESI Bethlehem Landfill | PA | Bethlehem | Northampton | Private | Progressive Waste Solutions Ltd. | 4452043 | 2010 | Yes | 2.64 | 0.15 | 1368-0 | Operational | Project #1 | 2008-03-01 | Gas Turbine | Electricity | Solar turbine | 4.5 | 2.49 | Pepco Energy Services, Inc. | Pepco Energy Services, Inc. | 0.2033 | 0.0179
1003773 | 1270 | IESI Blue Ridge Landfill | PA | Chambersburg | Franklin | Private | Progressive Waste Solutions Ltd. | 9700000 | 2013 | Yes | 3.024 |  | 1345-0 | Operational | Project #1 | 2013-01-01 | Reciprocating Engine | Electricity | (4) CAT 3520 engines provide 15% of borough's electric needs; 4 miles of transmission to borough substation | 6.4 |  | Borough of Chambersburg Electric Department, PA | PPL Corporation | 0.2892 | 0.0255
1006261 | 1256 | Keystone Sanitary Landfill, Inc. | PA | Dunmore | Lackawanna | Private | Keystone Sanitary Landfill, Inc. | 21521068 | 2010 | Yes | 14.8 |  | 1331-1 | Operational | Project #1, Expansion #1 | 1996-03-01 | Reciprocating Engine | Electricity | (3) engines | 2.4 |  | PPL Corporation | Keystone Recovery | 0.1084 | 0.0096
1007649 | 1290 | Lake View LF | PA | Erie | Erie | Private | Waste Management, Inc. | 20683552 | 2009 | Yes | 2.85 | 0.72 | 1365-0 | Operational | Project #1 | 1997-01-01 | Reciprocating Engine | Electricity | (2) 3,050-kW Caterpillar 3616s | 5.6 | 2.13 | PJM Interconnection, LLC | WM Renewable Energy, LLC | 0.253 | 0.0223
1002391 | 1266 | Lanchester LF | PA | Narvon | Lancaster | Public | Chester County Solid Waste Authority, PA | 11922743 | 2010 | Yes | 5.76 | 0 | 180969-0 | Operational | Project #2 | 2006-06-01 | Reciprocating Engine | Electricity | (1) Caterpillar 3520 engine provides on-site power for the LFG compressors used for direct-use project | 1.6 |  | Granger Energy | Granger Energy | 0.0723 | 0.0064
1007935 | 1259 | Mountain View Landfill | PA | Greencastle | Franklin | Private | Waste Management, Inc. | 7389135 | 2010 | Yes | 3.07 |  | 1334-0 | Operational | Project #1 | 2003-06-30 | Reciprocating Engine | Electricity | 36 Detroit-Diesel dual-fuel engines use 2,000 cfm LFG and co-fire diesel fuel to produce 10 MW | 1.2 |  | PJM Interconnection, LLC | INGENCO | 0.0542 | 0.0048
| 1263 | Pioneer Crossing LF | PA | Birdsboro | Berks | Private | J.P. Mascaro & Sons | 7909677 | 2012 | Yes | 3.97 |  | 167019-0 | Operational | Project #2 | 2008-10-06 | Reciprocating Engine | Electricity | (4) engines initially | 6.4 | 2.34 | Metropolitan Edison Company | Access Energy, LLC; Green Gas Americas, Inc. | 0.2892 | 0.0255
1003556 | 1251 | Pottstown LF | PA | Pottstown | Montgomery | Private | Waste Management, Inc. | 10586848 | 2005 | Yes | 2.07 | 0.11 | 1326-1 | Operational | Project #1, De-Expansion #1 | 2008-01-01 | Gas Turbine | Electricity |  | 3.1 | 1.96 | Exelon Power | WM Renewable Energy, LLC | 0.1401 | 0.0124
1009925 | 1250 | Seccra LF | PA | West Grove | Chester | Public | Southeastern Chester County Refuse Authority (SECCRA), PA | 1921937 | 2010 | Yes | 0.74 | 0.02 | 1325-2 | Operational | Project #1, Expansion #2 | 2010-09-01 | Reciprocating Engine | Electricity | (1) Caterpillar 3520 IC engine | 0.8 |  | PJM Interconnection, LLC | Southeastern Chester County Refuse Authority (SECCRA), PA | 0.0361 | 0.0032
1007634 | 1252 | Tullytown LF | PA | Tullytown | Bucks | Private | Waste Management, Inc. | 35839710 | 2010 | Yes | 10.9 |  | 1327-0 | Operational | Combination Project | 1997-01-01 | Steam Turbine | Electricity | boiler/steam turbine | 11 |  | Exelon Power | Exelon Power; Waste Management, Inc. | 0.497 | 0.0438
1005158 | 2341 | Arecibo Landfill | PR | Arecibo | Arecibo | Public | Municipality of Arecibo |  |  | Yes | 0.494 |  | 180444-0 | Operational | Project #1 | 2014-05-30 | Reciprocating Engine | Electricity | supplies power for landfill facility operations |  |  |  |  | 0 | 0
1006283 | 1845 | Central LF | RI | Johnston | Providence | Private | Rhode Island Resource Recovery Corporation | 12000000 | 2001 | Yes | 15.6 |  | 166424-0 | Operational | Project #1 | 1990-01-01 | Reciprocating Engine | Electricity | (9) 1,700-kW units, operating at 75% capacity | 12 |  | ISO - New England | Palmer Capital Corporation | 0.5422 | 0.0478
| 1846 | Cranston Sanitary Landfill | RI | Cranston | Providence | Private | A. Capuano Brothers, Inc. | 1000000 |  | Yes |  |  | 166425-0 | Operational | Project #1 | 1996-01-01 | Reciprocating Engine | Electricity |  | 0.5 |  |  | Highland Power Co. | 0.0226 | 0.002
1002813 | 2051 | Anderson Regional Landfill | SC | Belton | Anderson | Private | Waste Connections, Inc. | 1497000 | 2002 | Yes |  |  | 167138-0 | Operational | Project #1 | 2008-10-01 | Reciprocating Engine | Electricity | (2) Caterpillar 20-cylinder engine generators | 1.7 | 0.9 | Santee Cooper (SC Public Service Authority) | Santee Cooper (SC Public Service Authority) | 0.0768 | 0.0068
| 1921 | Berkeley County LF | SC | Moncks Corner | Berkeley | Public | Berkeley County Water and Sanitation Authority, SC | 1215200 |  | Yes |  |  | 166977-0 | Operational | Combination Project | 2011-02-01 | Reciprocating Engine | Electricity | LFG piped ~200 yards to (2) 1.6-MW CAT 3520 engines - only (1) engine runs at a time; advanced siloxane control system | 0.8 | 0.5 | Santee Cooper (SC Public Service Authority) | Berkeley County Water and Sanitation Authority, SC; Santee Cooper (SC Public Service Authority) | 0.0361 | 0.0032
1003478 | 2109 | Berkeley County Subtitle D LF | SC | Moncks Corner | Berkeley | Public | Berkeley County Water and Sanitation Authority, SC | 1500000 | 2009 | Yes |  | 0.75 | 166977-0 | Operational | Combination Project | 2011-02-01 | Reciprocating Engine | Electricity | LFG piped ~200 yards to (2) 1.6-MW CAT 3520 engines - only (1) engine runs at a time; advanced siloxane control system | 0.8 | 0.5 | Santee Cooper (SC Public Service Authority) | Berkeley County Water and Sanitation Authority, SC; Santee Cooper (SC Public Service Authority) | 0.0361 | 0.0032
1004074 | 1848 | Enoree LF, Phase II | SC | Greer | Greenville | Public | Greenville County, SC | 2573786 | 2007 | Yes | 1.36 |  | 166427-0 | Operational | Project #1 | 2008-08-08 | Reciprocating Engine | Electricity | (2) Caterpillar G3520 engines | 3.2 | 1.584 | Duke Energy | Greenville Gas Producers, LLC | 0.1446 | 0.0128
| 1849 | Georgetown County Landfill | SC | Georgetown | Georgetown | Public | Georgetown County Environmental Services Division, SC | 971000 | 1998 | Yes |  |  | 166429-0 | Operational | Combination Project | 2010-03-01 | Reciprocating Engine | Electricity | (1) GE Jenbacher V-20 engine | 0.55 | 0.24 | Santee Cooper (SC Public Service Authority) | Santee Cooper (SC Public Service Authority) | 0.0248 | 0.0022
1003528 | 2113 | Georgetown County Subtitle D LF | SC | Georgetown | Georgetown | Public | Georgetown County Environmental Services Division, SC | 208565 | 2001 | Yes |  |  | 166429-0 | Operational | Combination Project | 2010-03-01 | Reciprocating Engine | Electricity | (1) GE Jenbacher V-20 engine | 0.55 | 0.24 | Santee Cooper (SC Public Service Authority) | Santee Cooper (SC Public Service Authority) | 0.0248 | 0.0022
1003394 | 1917 | Horry County LF | SC | Conway | Horry | Public | Horry County Solid Waste Authority, SC | 4681748 | 2009 | Yes | 1.2 |  | 166972-0 | Operational | Project #1 | 2001-09-04 | Reciprocating Engine | Electricity | 2 generators initially, added a 3rd later, each produces 1.1 MW, units actually net out closer to 1 MW each | 2.2 |  | Santee Cooper (SC Public Service Authority) | Enerdyne Power Systems, Inc.; Santee Cooper (SC Public Service Authority); SCS Engineers | 0.0994 | 0.0088
1002557 | 2094 | Lee County LF, LLC | SC | Bishopville | Lee | Private | Republic Services, Inc. | 3674775 | 2001 | Yes | 6.15 | 1.36 | 180155-0 | Operational | Project #1 | 2005-03-01 | Reciprocating Engine | Electricity | (3) 1.8-MW GE Jenbacher LEANOx J616GS IC engines drive 4160 V Kato generators, treatment: drop-out tank, chiller, temperature swing absorbers (carbon filters for siloxane) | 2.35 | 1.8 | Santee Cooper (SC Public Service Authority) | Santee Cooper (SC Public Service Authority) | 0.1062 | 0.0094
1007706 | 1854 | Richland County Landfill | SC | Elgin | Richland | Private | Waste Management, Inc. | 15250000 | 2002 | Yes | 3.45 |  | 166434-1 | Operational | Project #1, Expansion #1 | 2011-01-01 | Reciprocating Engine | Electricity | (2) 1.6-MW Caterpillar engines | 2 | 1.4 | Santee Cooper (SC Public Service Authority) | Santee Cooper (SC Public Service Authority) | 0.0904 | 0.008
1004251 | 1918 | Wellford LF | SC | Wellford | Spartanburg | Public | Spartanburg County Public Works Department, SC | 2700000 | 2010 | Yes | 1.33 |  | 180996-0 | Operational | Project #2 | 2011-05-31 | Reciprocating Engine | Electricity | Caterpillar G3520C engine generator unit | 0.8 | 0.36 | Duke Energy | Lockhart Power Company | 0.0361 | 0.0032
1003147 | 1326 | Alcoa/ Maryville/ Blount County Landfill | TN | Friendsville | Blount | Public | Blount County, TN; City of Alcoa, TN; City of Maryville, TN | 1986401 | 2008 | Yes | 0.523 | 0.023 | 1402-0 | Operational | Project #1 | 2011-08-26 | Reciprocating Engine | Electricity | (1) Caterpillar G3516A+ engine rated at 999 kW [16 cylinders, 4,210 cubic inches, 1,434 HP, 1,500 rpm, 0.6 gram lean burn]; gas treatment skid to remove H2S and siloxanes | 0.999 | 0.5 | Tennessee Valley Authority (TVA) | Alcoa Gas Producers, LLC | 0.0451 | 0.004
1005281 | 1332 | Bi-County LF | TN | Woodlawn | Montgomery | Public | Bi-County Solid Waste Management Systems, TN | 2800000 | 2011 | Yes | 1.15 |  | 1408-1 | Operational | Project #1, Expansion #1 | 2013-10-01 | Reciprocating Engine | Electricity | (1) 1.953-MW CAT G3520A+ engine with gear-box to increase output & efficiency | 1.953 |  | Tennessee Valley Authority (TVA) | Bi-County Gas Producers, LLC | 0.0882 | 0.0078
1007795 | 1346 | Chestnut Ridge LF | TN | Heiskell | Anderson | Private | Waste Management, Inc. | 5031388 |  | Yes | 2.88 |  | 1422-1 | Operational | Project #1, Expansion #1 | 2011-01-01 | Reciprocating Engine | Electricity | (1) Caterpillar 1.6-MW 3520 engine | 1.6 |  | Tennessee Valley Authority (TVA) | WM Renewable Energy, LLC | 0.0723 | 0.0064
1002650 | 1415 | Middle Point Landfill | TN | Murfreesboro | Rutherford | Private | Republic Services, Inc. | 12556163 | 2005 | Yes | 5.76 | 5.184 | 1491-1 | Operational | Project #1, De-Expansion #1 | 2005-03-01 | Reciprocating Engine | Electricity | 1 Deutz engine | 1.35 | 0.576 | Tennessee Valley Authority (TVA) | Energy Developments, Inc | 0.061 | 0.0054
1007889 | 1387 | West Camden Sanitary Landfill | TN | Camden | Benton | Private | Waste Management, Inc. | 8727773 | 2009 | Yes | 2.56 | 2.56 | 1463-0 | Operational | Project #1 | 2012-12-31 | Reciprocating Engine | Electricity | (3) Caterpillar G3520C low-emission, lean-burn, four-stroke, turbocharged, after-cooled engines, each rated at 2,233 bhp or 14.53 MMBtu/hr | 4.8 | 2.07 | Tennessee Valley Authority (TVA) | WM Renewable Energy, LLC | 0.2169 | 0.0191
1007800 | 1479 | Atascocita RDF | TX | Humble | Harris | Private | Waste Management, Inc. | 9628700 | 2003 | Yes | 8.42 |  | 101864-1 | Operational | Project #1, Expansion #1 | 2004-01-01 | Reciprocating Engine | Electricity | (1) Jenbacher 616 engines at 1.7 MW | 1.7 |  | Reliant Energy |  | 0.0768 | 0.0068
1004707 | 1592 | Prince William County Sanitary Landfill | VA | Manassas | Prince William | Public | Prince William County, VA | 8000000 | 2010 | Yes | 3.74 | 0.198 | 1671-0 | Operational | Project #1 | 1998-11-01 | Reciprocating Engine | Electricity | (2) Caterpillar 950-kW 3516 engines | 1.9 | 0.95 | Northern Virginia Electric Cooperative (NOVEC) |  | 0.0858 | 0.0076
1007354 | 1602 | Richmond Landfill | VA | Richmond | Henrico | Private | Republic Services, Inc. | 1000000 |  | Yes | 0.638 |  | 1681-0 | Operational | Project #1 | 1993-01-01 | Reciprocating Engine | Electricity |  | 2.7 | 1.5 | Virginia Electric Power Co. |  | 0.122 | 0.0108
1007088 | 1576 | Shoosmith SLF | VA | Chester | Chesterfield | Private | Shoosmith Brothers | 7000000 |  | Yes | 6.13 |  | 1653-0 | Operational | Project #1 | 2004-06-25 | Reciprocating Engine | Electricity |  | 4.8 |  | PJM Interconnection, LLC | INGENCO | 0.2169 | 0.0191
| 1597 | SPSA Regional LF | VA | Suffolk | Suffolk city | Public | Southeastern Public Service Authority, VA | 20000000 | 2013 | Yes | 2.8 | 0.5 | 1676-0 | Operational | Project #1 | 1994-11-01 | Reciprocating Engine | Electricity | (4) Caterpillar engines | 3.2 | 1.3 | Dominion Virginia Power | Biogas Energy Solutions, LLC | 0.1446 | 0.0128
1007096 | 1594 | Stafford County LF | VA | Stafford | Stafford | Public | Rappahannock Regional Solid Waste Management Board, VA | 715000 | 2008 | Yes | 1.15 |  | 1673-0 | Operational | Project #1 | 2009-06-01 | Reciprocating Engine | Electricity | (2) GE Jenbacher engines | 2.14 | 1.15 | Constellation | Ameresco, Inc. | 0.0967 | 0.0085
1006561 | 1596 | Virginia Beach Landfill No. 2 | VA | Virginia Beach | Virginia Beach city | Public | City of Virginia Beach, VA | 7500000 |  | Yes | 1.2 | 0.6 | 1675-1 | Operational | Project #1, De-Expansion #1 | 2007-01-01 | Reciprocating Engine | Electricity |  | 1.02 | 0.566 | Dominion Virginia Power | INGENCO | 0.0461 | 0.0041
| 1850 | Brattleboro | VT | Brattleboro | Windham | Public | Windham Solid Waste Management District, VT | 1500000 |  | Yes |  |  | 181026-1 | Operational | Project #2, Expansion #1 | 2011-11-30 | Reciprocating Engine | Electricity | new 310-kW generator | 0.175 |  | Central Vermont Public Service | Carbon Harvest Energy, LLC | 0.0079 | 0.0007
| 1851 | Burlington LF | VT | Burlington | Chittenden | Private | Biomass Energy Partners | 863000 |  | Yes |  |  | 166431-1 | Operational | Project #1, De-Expansion #1 | 2009-01-01 | Reciprocating Engine | Electricity |  | 0.4 |  | Burlington Electric | Biogas Energy Solutions, LLC | 0.0181 | 0.0016
1004320 | 2042 | Moretown Landfill Inc. | VT | Waterbury | Washington | Private | Advanced Disposal Services | 2200000 | 2012 | Yes | 2.97 | 1.47 | 167127-0 | Operational | Project #1 | 2008-12-01 | Reciprocating Engine | Electricity | (2) Caterpillar 3520 engines | 3.2 | 1.5 | Green Mountain Power Corporation | PPL Corporation | 0.1446 | 0.0128
1005261 | 2041 | NEWSVT Landfill | VT | Newport | Orleans | Private | Casella Waste Systems, Inc. | 7320000 | 2005 | Yes | 3.28 |  | 167126-2 | Operational | Project #1, Expansion #2 | 2009-07-01 | Reciprocating Engine | Electricity | (1) Caterpillar G3520 engine | 1.6 | 0.8 | Washington Electric Cooperative | Washington Electric Cooperative | 0.0723 | 0.0064
1004384 | 1616 | Hidden Valley LF | WA | Puyallup | Pierce | Private | Land Recovery, Inc. - LRI | 17425280 |  | Yes | 0.56 |  | 1695-0 | Operational | Project #1 | 1999-01-01 | Reciprocating Engine | Electricity | (3) 925-kW generators | 1.6 |  | Puget Sound Energy |  | 0.0723 | 0.0064
1003676 | 1625 | Roosevelt Regional MSW Landfill | WA | Roosevelt | Klickitat | Private | Republic Services, Inc. | 32325000 | 2008 | Yes | 9.4 | 0 | 1704-2 | Operational | Project #1, Expansion #2 | 2011-09-01 | Combined Cycle | Electricity | (2) Solar Mars 90 gas turbines at 10 MW each with Rentech HRSGs and (1) Elliott steam turbine generator for an additional 6 MW; initially used SulfaTreat for H2S removal then switched to chelated iron | 19.5 |  | Bonneville Power Administration | Public Utility District No. 1 of Klickitat County | 0.881 | 0.0777
1005619 | 1609 | Tacoma City Solid Waste Facility | WA | Tacoma | Pierce | Public | City of Tacoma, WA | 5610756 |  | Yes | 0.816 |  | 1688-0 | Operational | Project #1 | 1998-01-01 | Reciprocating Engine | Electricity | 2 Caterpillar Model 3516 generators | 1.5 | 0.8 | Tacoma Power | NEO Corporation | 0.0678 | 0.006
1007195 | 1667 | Advanced Disposal Glacier Ridge Landfill LLC | WI | Horicon | Dodge | Private | Advanced Disposal Services | 5404652 | 2009 | Yes | 2.52 | 1.55 | 180388-0 | Operational | Project #2 | 2004-05-01 | Microturbine | Electricity | 10 30-kW Capstone microturbines, each using 13 cfm of LFG | 0.3 | 0.187 | Alliant Energy |  | 0.0136 | 0.0012
1001847 | 2152 | Advanced Disposal Hickory Meadows Landfill LLC | WI | Hilbert | Calumet | Private | Advanced Disposal Services | 3702091 | 2009 | Yes | 1.94 |  | 180221-0 | Operational | Project #1 | 2011-08-15 | Reciprocating Engine | Electricity | (3) 1.6-MW Caterpillar engines | 4.8 |  | Wisconsin Public Service Corporation | Veolia Energy North America | 0.2169 | 0.0191
1002038 | 1676 | Advanced Disposal Mallard Ridge Landfill Inc. | WI | Delavan | Walworth | Private | Advanced Disposal Services |  |  | Yes | 2.86 |  | 1756-0 | Operational | Project #1 | 1996-10-01 | Reciprocating Engine | Electricity | (3) 3516 engines | 2.4 |  |  | Modern-Mallard Energy LLC | 0.1084 | 0.0096
1004947 | 1658 | Brown County East LF | WI | De Pere | Brown | Public | Brown County Port & Solid Waste Department, WI | 4000000 |  | Yes | 0.419 |  | 1738-0 | Operational | Project #1 | 2009-03-23 | Reciprocating Engine | Electricity | (2) Caterpillar 3516 A+ generators | 1.85 | 0.864 | Wisconsin Public Service Corporation | Brown County Port & Solid Waste Department, WI | 0.0836 | 0.0074
| 1709 | Dane County LF #1-Verona | WI | Verona | Dane | Public | Dane County Public Works, WI | 1050000 |  | Yes | 0.18 |  | 1789-2 | Operational | Project #1, De-Expansion #2 | 2009-01-01 | Reciprocating Engine | Electricity |  | 0.06 | 0.175 | Alliant Energy | Dane County Public Works, WI | 0.0027 | 0.0002
1006096 | 1660 | Dane County LF #2-Rodefeld | WI | Madison | Dane | Public | Dane County Public Works, WI | 4029904 | 2008 | Yes | 2.3 |  | 1740-0 | Operational | Project #1 | 1997-01-01 | Reciprocating Engine | Electricity | (2) 800 kW Caterpillar 3516 reciprocating engines | 1.6 |  | Madison Gas & Electric Company | Dane County Public Works, WI | 0.0723 | 0.0064
1007878 | 1661 | Deer Track Park Landfill | WI | Watertown | Jefferson | Private | Waste Management, Inc. |  |  | Yes | 3.5 |  | 1741-0 | Operational | Project #1 | 2005-12-01 | Reciprocating Engine | Electricity | three 800-kW Caterpillar engines | 2.4 |  | We Energies | WM Renewable Energy, LLC | 0.1084 | 0.0096
1004328 | 1697 | Janesville City/Rock County Landfill | WI | Janesville | Rock | Public | City of Janesville, WI | 2304393 | 2004 | Yes |  | 0 | 1777-0 | Operational | Project #1 | 2004-11-01 | Reciprocating Engine | Electricity | 3 Waukesha 1025 kW units, 10,281 Btu/kW-e | 3.15 | 1.31 | Alliant Energy | Ameresco, Inc. | 0.1423 | 0.0126
1007725 | 1681 | Metro RDF | WI | Franklin | Milwaukee | Private | Waste Management, Inc. | 3666667 | 2001 | Yes | 3.93 |  | 167058-0 | Operational | Project #2 | 2000-01-01 | Reciprocating Engine | Electricity | (4) 800-kW Caterpillar 3516s | 3.2 |  | We Energies | WM Renewable Energy, LLC | 0.1446 | 0.0128
1006876 | 2151 | Orchard Ridge RDF | WI | Menomonee Falls | Waukesha | Private | Waste Management, Inc. | 28174968 | 2009 | Yes | 9.45 |  | 1765-2 | Operational | Combination Project, Expansion #1 | 2010-12-31 | Gas Turbine | Electricity | 1 additional gas turbine in 2010 | 3.3 |  | We Energies | WM Renewable Energy, LLC | 0.1491 | 0.0132
1007075 | 1687 | Outagamie County LF | WI | Appleton | Outagamie | Public | Outagamie County | 1308097 | 2008 | Yes | 1.27 |  | 180963-0 | Operational | Project #2 | 2007-03-31 | Reciprocating Engine | Electricity | (3) Caterpillar G3520 engines | 4.8 | 2.16 |  | Bio-Gas Technologies, LLC | 0.2169 | 0.0191
| 1688 | Parkview Recycling LF | WI | Menomonee Falls | Waukesha | Private | Waste Management, Inc. | 4250000 |  | Yes | 0.8 |  | 1765-1 | Operational | Combination Project | 1987-01-01 | Gas Turbine | Electricity | 3 gas turbines installed originally in 1987, 1 removed in 1991 | 6.6 |  | We Energies | Bio Energy Partners | 0.2982 | 0.0263
1007726 | 1689 | Pheasant Run Recycling and Disposal Facility | WI | Bristol | Kenosha | Private | Waste Management, Inc. | 8800800 | 2003 | Yes | 6.54 |  | 1769-2 | Operational | Project #1, Expansion #2 | 2002-01-01 | Reciprocating Engine | Electricity | Plant #3: 4 Caterpillar 3516's online in 2002 | 3.2 | 1.728 | We Energies | WM Renewable Energy, LLC | 0.1446 | 0.0128
1007834 | 1695 | Ridgeview RDF | WI | Whitelaw | Manitowoc | Private | Waste Management, Inc. | 10944786 | 2009 | Yes |  |  | 1775-2 | Operational | Project #1, Expansion #2 | 2007-01-01 | Reciprocating Engine | Electricity | (6) Caterpillar 3516 engines | 4.8 | 2.6 | Wisconsin Public Service Corporation | WM Renewable Energy, LLC | 0.2169 | 0.0191
| 1699 | Sauk County SLF | WI | Baraboo | Sauk | Public | Sauk County, WI | 741336 | 2005 | Yes | 0.261 |  | 1779-2 | Operational | Project #1, Expansion #2 | 2006-06-12 | Microturbine | Electricity | (12) 30-kW Capstone microturbines each using 15 cfm of LFG, siloxanes are removed from LFG before use | 0.36 | 0.259 | Alliant Energy | Alliant Energy | 0.0163 | 0.0014
| 1664 | Seven Mile Creek Landfill 1 | WI | Eau Claire | Eau Claire | Private | Advanced Disposal Services | 960000 |  | Yes |  |  | 1745-0 | Operational | Combination Project | 2004-03-01 | Reciprocating Engine | Electricity | three Waukesha "modulator" engines, each rated at 1,025 kW | 3.15 | 1.728 | Dairyland Power Cooperative | Dairyland Power Cooperative | 0.1423 | 0.0126
1006964 | 1665 | Seven Mile Creek Landfill 2 | WI | Eau Claire | Eau Claire | Private | Advanced Disposal Services | 4794600 | 2009 | Yes | 2.6 | 0.296 | 1745-1 | Operational | Combination Project, Expansion #1 | 2008-04-01 | Reciprocating Engine | Electricity | one GE Jenbacher JGC 320 engine (1,057 kw) | 1.05 | 0.576 | Dairyland Power Cooperative | Dairyland Power Cooperative | 0.0474 | 0.0042
1007704 | 1705 | Valley Trail Recycling & Disposal Facility | WI | Berlin | Green Lake | Private | Waste Management, Inc. | 5118050 | 2002 | Yes | 2.89 |  | 180237-0 | Operational | Project #2 | 1999-01-01 | Reciprocating Engine | Electricity | (3) 800-kW Caterpillar 3516s | 2.4 |  | National By-Products, Inc. |  | 0.1084 | 0.0096
1007065 | 1706 | Winnebago County Snell Road Landfill | WI | Oshkosh | Winnebago | Public | Winnebago County, WI | 5000000 |  | Yes | 0.168 |  | 1786-0 | Operational | Combination Project | 1989-01-01 | Reciprocating Engine | Electricity | 1 Centaur unit installed in 1989, switched to 3 Jenbacher 1 MW IC engine-generator sets in 1999 | 0.45 | 0.25 | Wisconsin Public Service Corporation | Winnebago County, WI | 0.0203 | 0.0018
1007224 | 1707 | Winnebago County Sunnyview Landfill | WI | Oshkosh | Winnebago | Public | Winnebago County, WI | 1356000 | 2001 | Yes | 3.48 |  | 1786-1 | Operational | Combination Project, Expansion #1 | 2000-01-01 | Reciprocating Engine | Electricity |  | 2.55 | 1.44 | Wisconsin Public Service Corporation | Winnebago County, WI | 0.1152 | 0.0102
1002359 | 2207 | City of Charleston Landfill | WV | Charleston | Kanawha | Public | City of Charleston, WV | 2562038 | 2008 | Yes | 0.792 |  | 180291-0 | Operational | Project #1 | 2011-02-17 | Reciprocating Engine | Electricity | (2) GE Jenbachers | 1.9 |  | Appalachian Power Company (APCo) | Verdeo Sindicatum Corporation | 0.0858 | 0.0076
Note on A1: GHGRP ID corresponds to the 7-digit Facility Identifier assigned to facilities required to report under EPA's Greenhouse Gas Reporting Program
Note on B1: Unique identifying number for each landfill
Note on C1: Landfill name
Note on D1: State landfill is located in
Note on E1: City landfill is located in or near
Note on F1: County landfill is located in
Note on G1: Indicates if landfill is publicly owned, privately owned, or co-owned by public and private entities
Note on H1: Organization that owns the landfill
Note on I1: Waste-in-place at the landfill in short tons
Note on J1: Year corresponding to the waste-in-place at the landfill (YYYY)
Note on K1: Is there a landfill gas collection system in place? 'Yes' for an active GCCS; 'No' if landfill has no gas collection system, is passively venting/flaring, or has perimeter gas wells.
Note on L1: Amount of landfill gas being collected in million standard cubic feet per day
Note on M1: Amount of landfill gas flared (if project is operational, amount of landfill gas flared in back-up flare(s)) in million standard cubic feet per day
Note on N1: Unique identifying number combination for "parent" project and "expansion" number
Note on O1: Current project status (Operational, Construction, Planned, Shutdown, Candidate, Potential, Other)
Note on P1: Specific project name (if applicable)
Note on Q1: Date project became operational (MM/DD/YYYY)
Note on R1: Specific type of LFG energy project technology
Note on S1: Category of LFG energy project type (Electricity, Direct, Upgraded LFG)
Note on T1: Details about the specific use of landfill gas in the project
Note on U1: Capacity in megawatts for electricity-generating projects
Note on V1: Amount of landfill gas flowing to project or that will flow to the project when it becomes operational in million standard cubic feet per day
Note on W1: Name of end user organization
Note on X1: Name of project developer organization
Note on Y1: Direct methane reductions by the energy project for the current year
Note on Z1: Avoided carbon dioxide emission reductions by the energy project for the current year

## Count landfills
Current Project Status | Operational
Landfill ID | Count of Project ID
36 | 1
39 | 2
51 | 1 | Number of landfills
54 | 1 | 438
55 | 1
56 | 1
72 | 2
78 | 1
83 | 1
84 | 1
87 | 1
90 | 1
105 | 1
114 | 1
122 | 1
124 | 1
147 | 1
153 | 1
164 | 1
182 | 1
184 | 1
201 | 1
213 | 1
214 | 1
220 | 1
225 | 3
232 | 2
236 | 2
238 | 1
247 | 2
251 | 1
265 | 2
268 | 1
271 | 1
274 | 1
279 | 1
286 | 1
287 | 2
289 | 1
294 | 1
302 | 1
309 | 1
320 | 2
327 | 1
336 | 1
337 | 1
338 | 1
342 | 1
343 | 1
344 | 1
348 | 1
349 | 1
350 | 1
352 | 3
354 | 1
359 | 1
362 | 1
363 | 1
380 | 2
397 | 1
398 | 1
401 | 1
404 | 1
405 | 1
406 | 1
409 | 1
414 | 1
415 | 2
420 | 1
424 | 1
431 | 1
434 | 1
435 | 1
436 | 1
444 | 1
445 | 1
446 | 1
448 | 1
457 | 1
458 | 1
461 | 3
468 | 1
474 | 1
475 | 1
476 | 1
477 | 1
481 | 1
483 | 1
484 | 1
487 | 1
491 | 1
492 | 2
493 | 1
494 | 2
495 | 1
496 | 1
497 | 1
498 | 1
507 | 1
511 | 1
516 | 1
518 | 1
521 | 1
522 | 1
527 | 1
529 | 1
532 | 1
535 | 2
536 | 1
540 | 1
547 | 1
550 | 2
553 | 1
554 | 1
556 | 1
559 | 2
567 | 4
610 | 1
623 | 1
624 | 1
631 | 1
667 | 1
668 | 2
669 | 1
672 | 1
674 | 2
682 | 1
688 | 1
695 | 1
734 | 1
738 | 1
741 | 2
745 | 1
748 | 1
754 | 1
756 | 1
759 | 1
764 | 1
773 | 1
775 | 2
778 | 2
779 | 4
785 | 1
786 | 2
787 | 3
788 | 1
794 | 1
801 | 1
812 | 2
815 | 1
816 | 2
820 | 1
827 | 1
829 | 1
832 | 1
834 | 1
846 | 1
847 | 1
863 | 1
930 | 1
931 | 1
940 | 1
942 | 1
945 | 2
946 | 1
947 | 2
948 | 1
949 | 1
951 | 2
952 | 1
953 | 1
957 | 1
958 | 1
960 | 1
965 | 2
971 | 1
972 | 2
973 | 1
974 | 1
980 | 1
981 | 4
982 | 1
983 | 1
984 | 1
985 | 3
987 | 2
988 | 1
989 | 2
990 | 2
992 | 2
996 | 2
999 | 2
1006 | 4
1008 | 1
1009 | 1
1052 | 1
1063 | 1
1067 | 1
1071 | 2
1072 | 1
1074 | 1
1077 | 1
1082 | 1
1084 | 1
1091 | 1
1098 | 1
1100 | 1
1110 | 1
1115 | 1
1116 | 1
1121 | 1
1127 | 1
1137 | 1
1150 | 1
1159 | 1
1172 | 2
1179 | 1
1184 | 1
1187 | 4
1189 | 1
1197 | 1
1241 | 1
1245 | 1
1246 | 2
1247 | 2
1248 | 1
1249 | 2
1250 | 3
1251 | 1
1252 | 3
1253 | 1
1254 | 1
1255 | 1
1256 | 3
1259 | 2
1260 | 1
1263 | 2
1265 | 1
1266 | 2
1270 | 1
1276 | 1
1290 | 1
1293 | 1
1294 | 1
1326 | 1
1332 | 2
1346 | 2
1387 | 1
1415 | 1
1456 | 1
1460 | 1
1461 | 2
1464 | 1
1470 | 1
1479 | 2
1480 | 1
1489 | 1
1505 | 1
1509 | 1
1519 | 1
1520 | 1
1541 | 2
1542 | 1
1543 | 1
1567 | 1
1571 | 2
1575 | 2
1576 | 2
1580 | 2
1582 | 1
1583 | 1
1584 | 1
1588 | 1
1592 | 2
1594 | 1
1596 | 1
1597 | 1
1602 | 1
1609 | 1
1616 | 1
1625 | 1
1658 | 1
1660 | 4
1661 | 3
1664 | 1
1665 | 2
1667 | 2
1676 | 1
1681 | 2
1687 | 1
1688 | 1
1689 | 3
1695 | 3
1697 | 1
1699 | 3
1705 | 1
1706 | 1
1707 | 1
1709 | 1
1718 | 1
1737 | 1
1739 | 1
1746 | 3
1754 | 1
1770 | 1
1780 | 1
1786 | 1
1787 | 1
1798 | 1
1799 | 1
1801 | 1
1805 | 1
1807 | 1
1808 | 1
1820 | 2
1822 | 1
1831 | 2
1832 | 2
1835 | 1
1838 | 1
1839 | 2
1845 | 4
1846 | 1
1848 | 1
1849 | 1
1850 | 1
1851 | 1
1852 | 1
1853 | 1
1854 | 2
1857 | 1
1859 | 1
1864 | 1
1866 | 1
1874 | 1
1878 | 1
1879 | 2
1881 | 1
1883 | 2
1884 | 3
1885 | 1
1887 | 1
1888 | 4
1889 | 2
1890 | 4
1891 | 3
1892 | 4
1893 | 4
1896 | 1
1900 | 2
1901 | 1
1902 | 1
1903 | 1
1911 | 1
1912 | 1
1917 | 2
1918 | 1
1921 | 1
1929 | 3
1936 | 1
1938 | 2
1939 | 1
1947 | 2
1958 | 1
1967 | 1
1968 | 1
1976 | 1
1988 | 1
1992 | 1
1993 | 2
1994 | 2
1997 | 1
2041 | 3
2042 | 1
2043 | 1
2050 | 1
2051 | 1
2060 | 1
2061 | 1
2067 | 1
2068 | 1
2071 | 2
2072 | 1
2073 | 1
2075 | 1
2094 | 2
2109 | 1
2113 | 1
2132 | 1
2133 | 1
2142 | 1
2151 | 1
2152 | 1
2156 | 1
2162 | 1
2165 | 1
2195 | 1
2197 | 1
2201 | 1
2207 | 1
2227 | 1
2231 | 3
2237 | 1
2240 | 1
2241 | 1
2243 | 1
2247 | 1
2250 | 1
2259 | 1
2277 | 1
2282 | 1
2287 | 2
2315 | 1
2322 | 1
2324 | 1
2333 | 1
2336 | 3
2341 | 1
2410 | 1
2415 | 1
2419 | 1
2425 | 1
2429 | 2
2444 | 1
10100 | 1
10404 | 1
10480 | 1
10620 | 1
10640 | 1
10641 | 1
10660 | 1
10700 | 2
10780 | 1
10781 | 1
11120 | 1
11821 | 1
11981 | 1
12142 | 1
Grand Total | 583

## Field Descriptions
Field Name | Description
GHGRP ID | GHGRP ID corresponds to the 7-digit Facility Identifier assigned to facilities required to report under EPA's Greenhouse Gas Reporting Program
Landfill ID | Unique identifying number for each landfill
Landfill Name | Landfill name
State | State landfill is located in
City | City landfill is located in or near
County | County landfill is located in
Ownership Type | Indicates if landfill is publicly owned, privately owned, or co-owned by public and private entities
Landfill Owner Organization(s) | Organization that owns the landfill
Waste in Place (tons) | Waste-in-place at the landfill in short tons
Waste in Place Year | Year corresponding to the waste-in-place at the landfill (YYYY)
LFG Collection System In Place? | Is there a landfill gas collection system in place? 'Yes' for an active GCCS; 'No' if landfill has no gas collection system, is passively venting/flaring, or has perimeter gas wells.
LFG Collected (mmscfd) | Amount of landfill gas being collected in million standard cubic feet per day
LFG Flared (mmscfd) | Amount of landfill gas flared (if project is operational, amount of landfill gas flared in back-up flare(s)) in million standard cubic feet per day
Project ID | Unique identifying number combination for "parent" project and "expansion" number
Current Project Status | Current project status (Operational, Construction, Planned, Shutdown, Candidate, Potential, Other)
Project Name | Specific project name (if applicable)
Project Start Date | Date project became operational (MM/DD/YYYY)
LFG Energy Project Type | Specific type of LFG energy project technology
Project Type Category | Category of LFG energy project type (Electricity, Direct, Upgraded LFG)
LFG Use Details | Details about the specific use of landfill gas in the project
MW Capacity | Capacity in megawatts for electricity-generating projects
LFG Flow to Project (mmscfd) | Amount of landfill gas flowing to project or that will flow to the project when it becomes operational in million standard cubic feet per day
End User(s) | Name of end user organization
Project Developer(s) | Name of project developer organization
Current Year Emission Reductions (MMTCO2e/yr) - Direct | Direct methane reductions by the energy project for the current year
Current Year Emission Reductions (MMTCO2e/yr) - Avoided | Avoided carbon dioxide emission reductions by the energy project for the current year